## Sheet1
List of Licenses under Indian Standard (IS) Number: IS 8034:2018
S.No. | Licence No. | Firm Name & Address | Contact Person | District | State | Contact Number | Email | Validity Date | Status | Variety | Brand Name | Status
1 | 3057044 | Moni Agro Industries |  | INDORE | MADHYA PRADESH |  |  | 2025-10-31 | Operative | Type of Motor:- Wet Type, 2 pole, Category of Motor:- B, Type of Duty:-S1 , Rated Frequency:- 50 Hz , Model -MAII/R/4W1T1/1.0/22, Size Bore 100 mm, size Delivery 32 mm, No of Stages 22, Nominal Duty Point Head 100 m, Discharge 0.5 lps, Overall Efficiency 29 percent , Rated Speed in 2760 RPM , Rating 0.75 kW, Maximum Current 7.5 A, Winding Connection Parallel CSCR , no of phases-1, Rated voltage 240 V, head range 75 to 110 m(Variety)Type of Motor:- Wet Type, 2 pole, Category of Motor:- B, Type of Duty:-S1 , Rated Frequency:- 50 Hz , Model -MAII/R/4W1T1/1.5/32, Size Bore 100 mm, size Delivery 32 mm, No of Stages 32, Nominal Duty Point Head 140 m, Discharge 0.5 lps, Overall Efficiency 30.87 percent , Rated Speed in 2760 RPM , Rating 1.1 kW, Maximum Current 10.5 A, Winding Connection Parallel CSCR , no of phases-1, Rated voltage 240 V, head range 105 to 154 m(Variety)(Variety)Type of Motor:- Wet Type (water filled), 2 pole, Category of Motor:- B, Type of Duty:-S1 , Rated Frequency:- 50 Hz , Model MAII/R/4W1T1/1.5/34, Size Bore 100 mm, size Delivery 32 mm, No of Stages 34, Nominal Duty Point Head 150 m, Discharge 0.5 lps, Overall Efficiency 30.87percent , Rated Speed in 2770 RPM , Rating 1.1 kW, Maximum Current 11.2 A, Winding Connection CS and CR , no of phases-1, Rated voltage 240 V, head range 112.5 to 165 m.(Variety)Submersible Pumpset: Model- MAII/R/4W1T1A/1.5/26,Size(mm)::Bore-100,Delivery-32, No.of Stages-26, Nominal Duty Point:: Head(m)-120,Discharge(lps)-0.49,Overall Eff(Percentage)-30.87, Type of Motor:Wet Type water filled, Rated frequency-50Hz, Category of Motor-B, Type of Duty-S1:: rated Speed(rpm)-2770, Rating(kW)-1.10,Max Current(A)-13, Winding Connection-Parallel, No. of Phase-Single, Rated Voltage(V)-240, Head Range(m)-90.00 to 132.00(Variety)Type of Motor:- Wet Type, 2 pole, Category of Motor:- B, Type of Duty:-S1 , Rated Frequency:- 50 Hz , Model -MAII/R/4W1T1/1.5/20, Size Bore 100 mm, size Delivery 32 mm, No of Stages 20, Nominal Duty Point Head 100 m, Discharge 0.66 lps, Overall Efficiency 31.7 percent , Rated Speed in 2760 RPM , Rating 1.1 kW, Maximum Current 10.5 A, Winding Connection Parallel CSCR , no of phases-1, Rated voltage 240 V, head range 75 to 110 m | MAI(Brand)MAII | Medium
212/4, PALDA INDUSTRIAL AREA, PATHAR MUNDLA ROAD,INDORE
2 | 2725256 | S.R. Industries |  | INDORE | MADHYA PRADESH |  |  | 2025-09-30 | Operative | Submersible Pumpsets for 150mm Nominal Diameter of Tube well with 3 phase motor of rating 3.7, 4.5, 5.5 & 7.5kw & for 100mm Nominal Diameter of Tube well with single phase motor of rating 1.1kw. | DEWDA(Brand)SR-SHREERAM | Micro
SHED NO.A-2/B, INDUSTRIAL ESTATE,POLOGROUND
3 | 8001446 | TANGENT ENERGIES PVT LTD |  | INDORE | MADHYA PRADESH |  |  | 2025-11-30 | Operative | Model NO.- 5TE-E, Bore Size-100 mm, Del. Size-32 mm, No. of Stages-35, Nominal Duty Point Head -160 m, Discharge - 0.5 lps, Overall Efficiency- 33 Percent , Type of Motor- Wet Type Water Filled, Pole- 2, Category of Motor- B, Type of Duty- S1, Rated Frequency- 50 Hz, Rated Speed- 2850 RPM, Rating- 1.5 kW, Maximum Current- 13.5 A, Winding Connection- CSCR , No. of Phase- 1 Phase, Rated Voltage- 240 V, Head Range- (120 To 176) m.(Variety)Model 5TE-Fcomma Bore Size-100 MMcomma Del. Size-32 MMcomma Stages-37comma Duty Head Mtrs.-170comma Discharge at Duty Point- 0.50 Lpscomma Head Range- 127 to 187comma Min. Submergance-1.5 Mtrscomma Single Phase 50 Hzcomma Duty-S1comma Rated Voltage-240 Vcomma Connection-CSCRcomma Overall Eff.- 33.00comma Rated Speed- 2850 Rpmcomma Category of Motor-Bcomma Rated Power-1.5 Kwcomma Rated Current- 13.5 Amp.(Variety)Model 5TE-Dcomma Bore Size-100 MMcomma Del. Size-32 MMcomma Stages-30comma Duty Head Mtrs.-150comma Discharge at Duty Point- 0.50 Lpscomma Head Range -112 to 165comma Min. Submergance-1.5 Mtrscomma Single Phase 50 Hzcomma Duty-S1comma Rated Voltage-240 Vcomma Connection-CSCRcomma Overall Eff.- 31.00comma Rated Speed- 2800 Rpmcomma Category of Motor-Bcomma Rated Power-1.1 Kwcomma Rated Current- 10.5 Amp.(Variety)Model 5TE-Acomma Bore Size-100 MMcomma Del. Size-32 MMcomma Stages-20comma Duty Head Mtrs.-100comma Discharge at Duty Point- 0.67 Lpscomma Head Range- 75 to 110comma Min. Submergance-1.5 Mtrscomma Single Phase 50 Hzcomma Duty-S1comma Rated Voltage-240 Vcomma Connection-CSCRcomma Overall Eff.- 32.50comma Rated Speed- 2800 Rpmcomma Category of Motor-Bcomma Rated Power-1.1 Kwcomma Rated Current- 10.5 Amp.(Variety)---- Sr.No Model Size (mm) No.of Stages Duty Point Motor: 50Hz, Cat. B ,Type: Water Filled (wet type), Duty S1 Max.Leakage Current (mA) Min.Sub.(m) Bore Delivery Head (M) (Nom) Discharge(lps) (Nom) Overall Eff.() Rated Speed (rpm) Rating (kW) Max.Current (A) Winding Connection No.of Phase Rated Voltage (V) 1 TR-A 100 40 28 100 0.67 31.00 2850 1.50 13.50 CSCR Single 240 40 1.52 TR-B 100 40 35 150 0.50 31.20 2780 2.00 19.00 CSCR Single 240 40 1.53. TR-C 100 40 37 160 0.50 31.20 2780 2.00 19.00 CSCR Single 240 40 1.54. TR-D 100 40 39 170 0.50 31.20 2780 2.00 19.00 CSCR Single 240 40 1.55. TR-E 100 50 24 120 1.67 41.50 2780 3.70 10.00 STAR Three 415 40 1.5(Variety)Model NO.- 5TE-B, Bore Size-100 mm, Del. Size-32 mm, No. of Stages-24, Nominal Duty Point Head -120 m, Discharge - 0.50 lps, Overall Efficiency- 31 %, Type of Motor- Wet Type(Water Filled), Pole- 2, Category of Motor- B, Type of Duty- S1, Rated Frequency- 50 Hz, Rated Speed- 2800 RPM, Rating- 1.1 kW, Maximum Current- 10.5 A, Winding Connection- CSCR , No. of Phase- 1 Phase, Rated Voltage- 240 V, Head Range- (90 To 132) m.(Variety)Model NO.- 5TE-C, Bore Size-100 mm, Del. Size-32 mm, No. of Stages-28, Nominal Duty Point Head -140 m, Discharge - 0.50 lps, Overall Efficiency- 31 %, Type of Motor- Wet Type(Water Filled), Pole- 2, Category of Motor- B, Type of Duty- S1, Rated Frequency- 50 Hz, Rated Speed- 2800 RPM, Rating- 1.1 kW, Maximum Current- 10.5 A, Winding Connection- CSCR , No. of Phase- 1 Phase, Rated Voltage- 240 V, Head Range- (105 To 154) m.(Variety)Model-5JJ-R, Size Bore-100mm, Size Delivery- 32mm, No. of stages -35, Nominal Duty Point Head-160m, Discharge- 0.58 lps, overall efficiency- 33.50 Percent, Type of Motor-Wet type water filled, Pole-2, Category of Moter-B, Type of Duty- S1, Rated Frequency- 50Hz, Rated Speed in-2850 RPM, Rating- 1.5 KW, Maximum Current- 13.50 A, Winding Connection- CSCR, No. of Phases- 1,Rated Voltage- 240 V, Head Range-120 To 176m(Variety)Model 5JJ-T, Bore Size - 100 mm, Delivery Size 40 mm comma No of Stages 40, Nominal Duty Point - Head 180 m comma Discharge 0.584 lps, Overall Efficiency 33.8 Percent , Type of Motor - CSCR Wet type (water Filled ), Pole 2, Category of Motor B, Type of Duty - S1, Rated Frequency 50 Hz comma Rated Speed 2790 RPM, Rating 1.5 kW, Maximum Current 13.80 A comma Winding Connection -- ,No of Phases - 1 Rated Voltage - 240 V, Head Range 135 to 198 m.(Variety)Model 5JJ-U, Bore Size - 100 mm, Delivery Size 40 mm comma No of Stages 45, Nominal Duty Point - Head 200 m comma Discharge 0.584 lps, Overall Efficiency 36.2 Percent , Type of Motor - CSCR Wet type (water Filled ), Pole 2, Category of Motor B, Type of Duty - S1, Rated Frequency 50 Hz comma Rated Speed 2790 RPM, Rating 2.2 kW, Maximum Current 19.80 A comma Winding Connection -- ,No of Phases - 1 Rated Voltage - 240 V, Head Range 150 to 220 m. | ZIPPARO(Brand)ZIPPORA(Brand)ZIPPORA | Micro
78/1/1,78/1/2,79/1,VILLAGE KURMEDI, INDORE,INDORE
4 | 8200009504 | Calama Technologies Pvt Ltd |  | INDORE | MADHYA PRADESH |  |  | 2025-08-31 | Operative | Type of Motor:- Single Phase (Wet Type-water filled) , Category of Motor:- B, Type of Duty:-S1 , Rated Frequency:- 50 Hz, Type CS CR(Variety)Model, Size Bore, size Delivery, No of Stages , Nominal Duty Point Head (m), Discharge (lps), Overall Efficiency (), Rated Speed in, Rating (kW), Maximum Current (A), Winding Connection, no of phases, Rated voltage (V), Head range (m): NCC4/100/40, 100, 25, 20, 100, 0.667, 32.3, 2760, 1.1, 10.5, PARALLEL, 1, 240, 75 to 110(Variety)Model:- 5STAR3/17, Size Bore:- 100mm, Size Delivery:- 40mm, No of Stages:- 17, Nominal Duty Point Head:- 78 m, Discharge:- 1.8 lps, Overall Efficiency:- 41.56 percent,Type of Motor:- Wet Type (Water filled), Pole:- 2, Category of Motor:- B, Type of Duty:- S1, Rated Frequency: 50 Hz, Rated Speed:- 2770 RPM, Rating:- 2.2 kW, Maximum Current:- 19.8 A, Winding Connection:- Parallel (CSCR), No of Phases:- 1, Rated Voltage:- 220 V, Head Range:- 58.5 to 85.8 m(Variety)Model:- 5STAR/1/20, Size Bore:- 100mm, Size Delivery:- 32mm, No of Stages:- 20, Nominal Duty Point Head:- 90 m, Discharge:- 0.5 lps, Overall Efficiency:- 29 percent,Type of Motor:- Wet Type (Water filled), Pole:- 2, Category of Motor:- B, Type of Duty:- S1, Rated Frequency: 50 Hz, Rated Speed:- 2760 RPM, Rating:- 0.75 kW, Maximum Current:- 8.1 A, Winding Connection:- Parallel (CSCR), No of Phases:- 1, Rated Voltage:- 220 V, Head Range:- 67.5 to 99 m(Variety)---1 NC5/40/1.75 150 50 06 40 1.75 38 2770 2.2 6.5 STAR 3 415 50 0.752 NC5/40/2.0 150 50 06 40 2.0 39.5 2770 2.2 6.5 STAR 3 415 50 0.753. NC5/60/2.0 150 50 09 60 2.0 39.5 2770 2.2 6.5 STAR 3 415 50 0.754. NC5/40/2.5 150 50 06 40 2.5 41.1 2770 2.2 6.5 STAR 3 415 50 0.755. NC5/40/3.0 150 50 06 40 3.0 43.5 2770 2.2 6.5 STAR 3 415 50 0.756. NC5/40/3.5 150 50 06 40 3.5 43.5 2770 3.0 8.5 STAR 3 415 50 0.75(Variety)Model:- NCC4/160/30, Size Bore:- 100mm, Size Delivery:- 32mm, No of Stages:- 32, Nominal Duty Point Head:- 160 m, Discharge:- 0.5 lps, Overall Efficiency:- 32.8 percent,Type of Motor:- Wet Type (Water filled), Pole:- 2, Category of Motor:- B, Type of Duty:- S1, Rated Frequency: 50 Hz, Rated Speed:- 2770 RPM, Rating:- 1.5 kW, Maximum Current:- 13.8 A, Winding Connection:- Parallel (CSCR), No of Phases:- 1, Rated Voltage:- 240 V, Head Range:- 120 to 176 m(Variety)Model:- NCC4/160/35 Size Bore:- 100mm, Size Delivery:- 32mm, No of Stages:- 32, Nominal Duty Point Head:- 160 m, Discharge:- 0.584 lps, Overall Efficiency:- 33.5 percent,Type of Motor:- Wet Type (Water filled), Pole:- 2, Category of Motor:- B, Type of Duty:- S1, Rated Frequency: 50 Hz, Rated Speed:- 2770 RPM, Rating:- 1.5 kW, Maximum Current:- 13.8 A, Winding Connection:- Parallel (CSCR), No of Phases:- 1, Rated Voltage:- 240 V, Head Range:- 120 to 176 m(Variety)Model:- NCC4/170/30 Size Bore:- 100mm, Size Delivery:- 32mm, No of Stages:- 34, Nominal Duty Point Head:- 170 m, Discharge:- 0.5 lps, Overall Efficiency:- 32.8 percent,Type of Motor:- Wet Type (Water filled), Pole:- 2, Category of Motor:- B, Type of Duty:- S1, Rated Frequency: 50 Hz, Rated Speed:- 2770 RPM, Rating:- 1.5 kW, Maximum Current:- 13.8 A, Winding Connection:- Parallel (CSCR), No of Phases:- 1, Rated Voltage:- 240 V, Head Range:- 127.5 to 187 m(Variety)Model:- NC4/1F5/20 Size Bore:- 100mm, Size Delivery:- 32mm, No of Stages:- 20, Nominal Duty Point Head:- 90 m, Discharge:- 0.67 lps, Overall Efficiency:- 23.1 percent,Type of Motor:- Wet Type (Water filled), Pole:- 2, Category of Motor:- B, Type of Duty:- S1, Rated Frequency: 50 Hz, Rated Speed:- 2760 RPM, Rating:- 1.1 kW, Maximum Current:- 11.4 A, Winding Connection:- Parallel (CSCR), No of Phases:- 1, Rated Voltage:- 220 V, Head Range:- 67.5 to 99 m(Variety)Model:- EFF1/14 Size Bore:- 100mm, Size Delivery:- 32mm, No of Stages:- 14, Nominal Duty Point Head:- 63 m, Discharge:- 0.75 lps, Overall Efficiency:- 22.1 percent,Type of Motor:- Wet Type (Water filled), Pole:- 2, Category of Motor:- B, Type of Duty:- S1, Rated Frequency: 50 Hz, Rated Speed:- 2760 RPM, Rating:- 0.75 kW, Maximum Current:- 8.1 A, Winding Connection:- Parallel (CSCR), No of Phases:- 1, Rated Voltage:- 220 V, Head Range:- 47.25 to 69.3 m(Variety)Model:- EFF1/10 Size Bore:- 100mm, Size Delivery:- 32mm, No of Stages:- 11, Nominal Duty Point Head:- 50 m, Discharge:- 0.9 lps, Overall Efficiency:- 22.54 percent,Type of Motor:- Wet Type (Water filled), Pole:- 2, Category of Motor:- B, Type of Duty:- S1, Rated Frequency: 50 Hz, Rated Speed:- 2760 RPM, Rating:- 0.75 kW, Maximum Current:- 8.1 A, Winding Connection:- Parallel (CSCR), No of Phases:- 1, Rated Voltage:- 220 V, Head Range:- 37.5 to 55 m(Variety)Model:- 5STAR5/10 Size Bore:- 150mm, Size Delivery:- 50mm, No of Stages:- 10, Nominal Duty Point Head:- 80 m, Discharge:- 2.25 lps, Overall Efficiency:- 50.5 percent,Type of Motor:- Wet Type (Water filled), Pole:- 2, Category of Motor:- B, Type of Duty:- S1, Rated Frequency: 50 Hz, Rated Speed:- 2800 RPM, Rating:- 3.7 kW, Maximum Current:- 10 A, Winding Connection:- STAR, No of Phases:- 3, Rated Voltage:- 415 V, Head Range:- 60 to 88 m(Variety)Model:- 5STAR10/20 Size Bore:- 150mm, Size Delivery:- 50mm, No of Stages:- 20, Nominal Duty Point Head:- 180 m, Discharge:- 2 lps, Overall Efficiency:- 52.84 percent,Type of Motor:- Wet Type (Water filled), Pole:- 2, Category of Motor:- B, Type of Duty:- S1, Rated Frequency: 50 Hz, Rated Speed:- 2820 RPM, Rating:- 7.5 kW, Maximum Current:- 19.8 A, Winding Connection:- STAR-DELTA, No of Phases:- 3, Rated Voltage:- 415 V, Head Range:- 135 to 198 m(Variety)Model No.- NC4150/0.5, Bore Size-100 mm, Del. Size-25 mm, No. of Stages-32, Nominal Duty Point Head -150 m, Discharge - 0.5 lps, Overall Efficiency- 23.4 , Type of Motor- Wet Type Water Filled, Pole- 2, Category of Motor- B, Type of Duty- S1, Rated Frequency- 50 Hz, Rated Speed- 2770 RPM, Rating- 1.5 kW, Maximum Current- 13.8 A, Winding Connection- CSCR , No. of Phase- 1 Phase, Rated Voltage- 240 V, Head Range- 112.5 to 165 m.(Variety)Model:- 5STAR1F5/8, Size Bore:- 100 mm, Size Delivery:- 40 mm, No of Stages:- 8, Nominal Duty Point Head:- 38 m, Discharge:- 1.5 lps, Overall Efficiency:- 35.7 percent ,Type of Motor:- Wet Type (water filled), pole:- 2 Category of Motor:- B Type of Duty:- S1 , Rated Frequency:- 50 Hz, Rated Speed:- 2760 RPM , Rating:- 1.1 kW, Maximum Current:- 11.4 A, Winding Connection:- PARALLEL (CSCR) , No of Phases:- 1, Rated voltage:- 220 V, head range:- 28.5 to 41.8 m(Variety)Model:- 5STAR1F5/17, Size Bore:- 100 mm, Size Delivery:- 32 mm, No of Stages:- 17, Nominal Duty Point Head:- 80 m, Discharge:- 0.83 lps, Overall Efficiency:- 32.93 percent ,Type of Motor:- Wet Type (water filled), pole:- 2 Category of Motor:- B Type of Duty:- S1 , Rated Frequency:- 50 Hz, Rated Speed:- 2760 RPM , Rating:- 1.1 kW, Maximum Current:- 11.4 A, Winding Connection:- PARALLEL (CSCR) , No of Phases:- 1, Rated voltage:- 220 V, head range:- 60 to 88 m(Variety)Model:- 5STAR1F5/20, Size Bore:- 100 mm, Size Delivery:- 32 mm, No of Stages:- 20, Nominal Duty Point Head:- 90 m, Discharge:- 0.67 lps, Overall Efficiency:- 32.3 percent ,Type of Motor:- Wet Type (water filled), pole:- 2 Category of Motor:- B Type of Duty:- S1 , Rated Frequency:- 50 Hz, Rated Speed:- 2760 RPM , Rating:- 1.1 kW, Maximum Current:- 11.4 A, Winding Connection:- PARALLEL (CSCR) , No of Phases:- 1, Rated voltage:- 220 V, head range:- 67.5 to 99 m(Variety)Model:- 5STAR2/11, Size Bore:- 100 mm, Size Delivery:- 50 mm, No of Stages:- 11, Nominal Duty Point Head:- 58 m, Discharge:- 1.67 lps, Overall Efficiency:- 37.86 percent ,Type of Motor:- Wet Type (water filled), pole:- 2 Category of Motor:- B Type of Duty:- S1 , Rated Frequency:- 50 Hz, Rated Speed:- 2770 RPM , Rating:- 1.5 kW, Maximum Current:- 15 A, Winding Connection:- PARALLEL (CSCR) , No of Phases:- 1, Rated voltage:- 220 V, head range:- 43.5 to 63.8 m(Variety)Model:- 5STAR2/15, Size Bore:- 100 mm, Size Delivery:- 50 mm, No of Stages:- 15, Nominal Duty Point Head:- 65 m, Discharge:- 1.5 lps, Overall Efficiency:- 37.86 percent ,Type of Motor:- Wet Type (water filled), pole:- 2 Category of Motor:- B Type of Duty:- S1 , Rated Frequency:- 50 Hz, Rated Speed:- 2770 RPM , Rating:- 1.5 kW, Maximum Current:- 15 A, Winding Connection:- PARALLEL (CSCR) , No of Phases:- 1, Rated voltage:- 220 V, head range:- 48.75 to 71.5 m(Variety)Model:- 5STAR2/22, Size Bore:- 100 mm, Size Delivery:- 32 mm, No of Stages:- 22, Nominal Duty Point Head:- 110 m, Discharge:- 0.75 lps, Overall Efficiency:- 34.22 percent ,Type of Motor:- Wet Type (water filled), pole:- 2 Category of Motor:- B Type of Duty:- S1 , Rated Frequency:- 50 Hz, Rated Speed:- 2770 RPM , Rating:- 1.5 kW, Maximum Current:- 15 A, Winding Connection:- PARALLEL (CSCR) , No of Phases:- 1, Rated voltage:- 220 V, head range:- 82.5 to 121 m(Variety)Model:- 5STAR2/25, Size Bore:- 100 mm, Size Delivery:- 32 mm, No of Stages:- 25, Nominal Duty Point Head:- 125 m, Discharge:- 0.75 lps, Overall Efficiency:- 34.22 percent ,Type of Motor:- Wet Type (water filled), pole:- 2 Category of Motor:- B Type of Duty:- S1 , Rated Frequency:- 50 Hz, Rated Speed:- 2770 RPM , Rating:- 1.5 kW, Maximum Current:- 15 A, Winding Connection:- PARALLEL (CSCR) , No of Phases:- 1, Rated voltage:- 220 V, head range:- 93.75 to 137.5 m(Variety)Model:- 5STAR3/28, Size Bore:- 100 mm, Size Delivery:- 32 mm, No of Stages:- 28, Nominal Duty Point Head:- 140 m, Discharge:- 0.84 lps, Overall Efficiency:- 37.7 percent ,Type of Motor:- Wet Type (water filled), pole:- 2 Category of Motor:- B Type of Duty:- S1 , Rated Frequency:- 50 Hz, Rated Speed:- 2770 RPM , Rating:- 2.2 kW, Maximum Current:- 18 A, Winding Connection:- PARALLEL (CSCR) , No of Phases:- 1, Rated voltage:- 220 V, head range:- 105 to 154 m(Variety)Model:- 5STAR7F5/15, Size Bore:- 150 mm, Size Delivery:- 50 mm, No of Stages:- 15, Nominal Duty Point Head:- 180 m, Discharge:- 2 lps, Overall Efficiency:- 50.1 percent ,Type of Motor:- Wet Type (water filled), pole:- 2 Category of Motor:- B Type of Duty:- S1 , Rated Frequency:- 50 Hz, Rated Speed:- 2820 RPM , Rating:- 5.5 kW, Maximum Current:- 14.5 A, Winding Connection:- STAR , No of Phases:- 3, Rated voltage:- 415 V, head range:- 135 to 198 m(Variety)Model, Size Bore, size Delivery, No of Stages , Nominal Duty Point Head (m), Discharge (lps), Overall Efficiency (), Rated Speed in, Rating (kW), Maximum Current (A), Winding Connection, no of phases, Rated voltage (V), Head range (m):NCC4/100/30, 100, 32, 22, 100, 0.5, 28.99, 2760, 0.75, 7.5, PARALLEL, 1, 240, 75 to 110(Variety)Model, Size Bore, size Delivery, No of Stages , Nominal Duty Point Head (m), Discharge (lps), Overall Efficiency (), Rated Speed in, Rating (kW), Maximum Current (A), Winding Connection, no of phases, Rated voltage (V), Head range (m): N4/120/30, 100, 32, 28, 120, 0.5, 31.6, 2760, 1.1, 10.5, PARALLEL, 1, 240, 90 to 132(Variety)Model, Size Bore, size Delivery, No of Stages , Nominal Duty Point Head (m), Discharge (lps), Overall Efficiency (), Rated Speed in, Rating (kW), Maximum Current (A), Winding Connection, no of phases, Rated voltage (V), Head range (m): NCC4/140/30, 100, 32, 32, 140, 0.5, 30.9, 2760, 1.1, 10.5, PARALLEL, 1, 240, 105 to 154(Variety)Model, Size Bore, size Delivery, No of Stages , Nominal Duty Point Head (m), Discharge (lps), Overall Efficiency (), Rated Speed in, Rating (kW), Maximum Current (A), Winding Connection, no of phases, Rated voltage (V), Head range (m): NCC4/150/30, 100, 32, 34, 150, 0.5, 30.9, 2760, 1.1, 10.5, PARALLEL, 1, 240, 112.5 to 165(Variety)---1 NC4/120/30 100 32 25 120 0.50 22.10 2760 1.10 10.5 PARALLEL 1 240 90 1322 NC4/100/40 100 32 25 100 0.666 23.60 2760 1.10 10.5 PARALLEL 1 240 75 110(Variety)Submersible Pump Set for Model HNC6100, No of Stage 8, Three Phase, 415 Volts, Rating (kw) 5.5, size 150x50 Models added : NC6A100/8, HNC6150/10,HNC6100/10,HNC6150/7,HNC6125/8,HNC6150/8,HNC6100/12,HNC660/10,C11.5HNC680/14,HNC660/15,HNC6100/9,HNC680/15,HNC6125/12,HNC680/7,HNC680/8,HNC6100/14,HNC6125/9,HNC680/10,HNC680/9,HNC660/12,HNC6100/7,HNC660/9,HNC660/8,HNC680/12,HNC6100/15 As per Annexure attachedModels added:1.NCC4780EE12.NCC4240EE13.NCC4420EE.4.NCC4180EE25.NCC4240EE26.NCC4360EE.7.NCC4480EE.8.NCC4180EE39.NCC4180EE410.NCC4180EE511.NCC4180EE612.NCC4210EE113.NCC4180EE714.NCC4210EE215.NCC4210EE3(Variety)Model - 3STAR3/28 Size Bore - 100mm Size Delivery - 32mm No of Stages - 28 Nominal Duty Point Head - 135m Discharge - 0.75lps Overall Efficiency - 32.26 Type of Motor - Wet Type Water filled Pole - 2 Category of Motor - B Type of Duty - S1 Rated Frequency 50 Hz Rated Speed - 2770 RPM Rating - 2.2 kW Maximum Current - 21.6A Winding Connection - Parallel No of Phases - 1 Rated Voltage - 220 V Head Range - 101.25 to 148.5(Variety)Model - 3STAR3/28, Size Bore - 100mm, Size Delivery - 32mm, No of Stages â€“ 28, Nominal Duty Point Head - 135m, Discharge - 0.75lps, Overall Efficiency - 32.26 Percent, Type of Motor - Wet Type Water filled, Pole â€“ 2, Category of Motor â€“ B, Type of Duty - S1, Rated Frequency 50 Hz, Rated Speed - 2770 RPM, Rating - 2.2 kW, Maximum Current - 21.6A, Winding Connection -CSCR, No of Phases â€“ 1, Rated Voltage - 220 V, Head Range - 101.25 to 148.5(Variety)Model - 3STAR1F5/20, Size Bore - 100mm, Size Delivery - 32mm, No of Stages â€“ 20, Nominal Duty Point Head - 90m, Discharge - 0.667lps, Overall Efficiency - 27.65 Percent, Type of Motor - Wet Type Water filled, Pole â€“ 2, Category of Motor â€“ B, Type of Duty - S1, Rated Frequency 50 Hz, Rated Speed - 2770 RPM, Rating - 1.1 kW, Maximum Current - 11.4A, Winding Connection â€“ CSCR, No of Phases, - 1 Rated Voltage - 220 V, Head Range - 67.5 to 99(Variety)Model - 3STAR2/25, Size Bore - 100mm, Size Delivery - 32mm, No of Stages â€“ 25, Nominal Duty Point Head - 100m, Discharge - 0.834lps, Overall Efficiency - 30.58 Percent, Type of Motor - Wet Type Water filled, Pole â€“ 2, Category of Motor â€“ B, Type of Duty - S1, Rated Frequency 50 Hz, Rated Speed - 2770 RPM, Rating - 1.5 kW, Maximum Current - 15A, Winding Connection â€“ CSCR, No of Phases â€“ 1, Rated Voltage - 220 V, Head Range - 75 to 110(Variety)Model - 3STAR1/15, Size Bore - 100mm, Size Delivery - 32mm, No of Stages - 15 Nominal Duty Point Head - 60m, Discharge - 0.5lps, Overall Efficiency - 25.4 Percent, Type of Motor - Wet Type Water filled, Pole 2, Category of Motor B, Type of Duty - S1, Rated Frequency 50 Hz, Rated Speed - 2760 RPM, Rating - 0.75 kW, Maximum Current - 8.1A, Winding Connection CSCR, No of Phases - 1 Rated Voltage - 220 V, Head Range - 45 to 66(Variety)Model - 3STAR2/22comma Size Bore - 100mmcomma Size Delivery - 32mmcomma No of Stages -22comma Nominal Duty Point Head - 100mcomma Discharge - 0.5lpscomma Overall Efficiency - 28.1 Percentcomma Type of Motor - Wet Type Water filledcomma Pole 2comma Category of Motor Bcomma Type of Duty - S1comma Rated Frequency 50 Hzcomma Rated Speed - 2770 RPMcomma Rating - 1.5 kWcomma Maximum Current - 12Acomma Winding Connection PARALLEL OR CSCRcomma No of Phases - 1 Rated Voltage - 220 Vcomma Head Range - 75 to 110(Variety)Model:- 5STAR1F5/11, Size Bore:- 100 mm, Size Delivery:- 32 mm, No of Stages:- 11, Nominal Duty Point Head:- 47 m, Discharge:- 1.5 lps, Overall Efficiency:- 35.7 percent ,Type of Motor:- Wet Type (water filled), pole:- 2 Category of Motor:- B Type of Duty:- S1 , Rated Frequency:- 50 Hz, Rated Speed:- 2760 RPM , Rating:- 1.1 kW, Maximum Current:- 11.4 A, Winding Connection:- PARALLEL (CSCR) , No of Phases:- 1, Rated voltage:- 220 V, head range:- 35.25 to 51.7 m(Variety)Model:- 5STAR0F5/10, Size Bore:- 100 mm, Size Delivery:- 25 mm, No of Stages:- 10, Nominal Duty Point Head:- 40 m, Discharge:- 0.5 lps, Overall Efficiency:- 25.76 percent ,Type of Motor:- Wet Type (water filled), pole:- 2 Category of Motor:- B Type of Duty:- S1 , Rated Frequency:- 50 Hz, Rated Speed:- 2740 RPM , Rating:- 0.37 kW, Maximum Current:- 5.75 A, Winding Connection:- PARALLEL (CSCR) , No of Phases:- 1, Rated voltage:- 220 V, head range:- 30 to 44 m(Variety)Model:- 5STAR1/8, Size Bore:- 100 mm, Size Delivery:- 32 mm, No of Stages:- 8, Nominal Duty Point Head:- 34 m, Discharge:- 1.5 lps, Overall Efficiency:- 34.15 percent ,Type of Motor:- Wet Type (water filled), pole:- 2 Category of Motor:- B Type of Duty:- S1 , Rated Frequency:- 50 Hz, Rated Speed:- 2760 RPM , Rating:- 0.75 kW, Maximum Current:- 8.1 A, Winding Connection:- PARALLEL (CSCR) , No of Phases:- 1, Rated voltage:- 220 V, head range:- 25.5 to 37.4 m(Variety)Model:- 5STAR1/11, Size Bore:- 100 mm, Size Delivery:- 32 mm, No of Stages:- 11, Nominal Duty Point Head:- 50 m, Discharge:- 0.9 lps, Overall Efficiency:- 31.56 percent ,Type of Motor:- Wet Type (water filled), pole:- 2 Category of Motor:- B Type of Duty:- S1 , Rated Frequency:- 50 Hz, Rated Speed:- 2760 RPM , Rating:- 0.75 kW, Maximum Current:- 8.1 A, Winding Connection:- PARALLEL (CSCR) , No of Phases:- 1, Rated voltage:- 220 V, head range:- 37.5 to 55 m(Variety)Model:- 5STAR1/14, Size Bore:- 100 mm, Size Delivery:- 32 mm, No of Stages:- 14, Nominal Duty Point Head:- 63 m, Discharge:- 0.75 lps, Overall Efficiency:- 30.92 percent ,Type of Motor:- Wet Type (water filled), pole:- 2 Category of Motor:- B Type of Duty:- S1 , Rated Frequency:- 50 Hz, Rated Speed:- 2760 RPM , Rating:- 0.75 kW, Maximum Current:- 8.1 A, Winding Connection:- PARALLEL (CSCR) , No of Phases:- 1, Rated voltage:- 220 V, head range:- 47.25 to 69.3 m(Variety)--Sr.No Model Size (mm) No.of Stages Duty Point Motor: 50Hz, Cat. B ,Type: Water Filled (wet type), Duty S1 Max.Leakage Current (mA) Min.Sub.(m) Bore Delivery Head (M) (Nom) Discharge(lps) (Nom) Overall Eff.() Rated Speed (rpm) Rating (kW) Max.Current (A) Winding Connection No.of Phase Rated Voltage (V) 1 NC5/70/1.75 150 50 11 70 1.75 38 2770 3.0 8.5 STAR 3 415 50 0.752 NC5/70/2.0 150 50 11 70 2.00 39.70 2770 3.0 8.5 STAR 3 415 50 0.75(Variety)Model: NCC4/120/30, Size (bore): 100mm, Size(Delivery): 32mm, No of Stages: 25, Nominal Duty Point (Head): 120m, Nominal Duty Point (Discharge): 0.5 lps, Nominal Duty Point (Overall efficiency): 30.87 percentage, Type of Motor: Wet type Water filled(CS and CR), Rated Frequency- 50Hz, Category of Motor-B , Type of Duty-S1 [Rated Speed: 2760rpm, Rating: 1.10 kW, Max Current: 10.5A, Winding Connection: Parallel, No of Phase:1, Rated Voltage: 240V], Head Range: 90.00m to 132.00m(Variety)1 NC4/180/30 100 32 30 180 0.50 24.10 2770 2.20 19.8 Parallel 1 240 135 1982 NC4/200/30 100 32 30 200 0.50 23.60 2770 2.20 19.8 Parallel 1 240 150 2203 NC4/210/30 100 32 32 210 0.50 24.60 2780 3.0 25.0 Parallel 1 240 157 231(Variety) Model:- CALAMA/100/40 Size Bore:- 100 mm Size Delivery:- 32 mm No of Stages:- 20 Nominal Duty Point Head:- 100 m Discharge:- 0.667 lps Overall Efficiency:- 23.03Percent Type of Motor:-Wet Type-water filled Pole:- 2 Category of Motor:- B Type of Duty:- S1 Rated Frequency:- 50 Hz Rated Speed:- 2760 RPM Rating:- 1.10 kW Maximum Current:- 11 A Winding Connection:- PARALLEL CSCR No of Phases:- 1 Rated voltage:- 230 V Head range:- 75 to 110 m(Variety) Model:- CALAMA/100/30 Size Bore:- 100 mm Size Delivery:- 32 mm No of Stages:- 20 Nominal Duty Point Head:- 100 m Discharge:- 0.500 lps Overall Efficiency:- 22.05Percent Type of Motor:-Wet Type-water filled Pole:- 2 Category of Motor:- B Type of Duty:- S1 Rated Frequency:- 50 Hz Rated Speed:- 2760 RPM Rating:- 1.10 kW Maximum Current:- 11 A Winding Connection:- PARALLEL CSCR No of Phases:- 1 Rated voltage:- 230 V Head range:- 75 to 110 m(Variety) Model:- CALAMA/90/60 Size Bore:- 100 mm Size Delivery:- 32 mm No of Stages:- 22 Nominal Duty Point Head:- 90 m Discharge:- 1.000 lps Overall Efficiency:- 26.0Percent Type of Motor:-Wet Type-water filled Pole:- 2 Category of Motor:- B Type of Duty:- S1 Rated Frequency:- 50 Hz Rated Speed:- 2770 RPM Rating:- 1.50 kW Maximum Current:- 14 A Winding Connection:- PARALLEL CSCR No of Phases:- 1 Rated voltage:- 230 V Head range:- 67.5 to 99 m(Variety) Model:- CALAMA/90/40 Size Bore:- 100 mm Size Delivery:- 32 mm No of Stages:- 20 Nominal Duty Point Head:- 90 m Discharge:- 0.667 lps Overall Efficiency:- 23.1Percent Type of Motor:-Wet Type-water filled Pole:- 2 Category of Motor:- B Type of Duty:- S1 Rated Frequency:- 50 Hz Rated Speed:- 2760 RPM Rating:- 1.10 kW Maximum Current:- 11 A Winding Connection:- PARALLEL CSCR No of Phases:- 1 Rated voltage:- 230 V Head range:- 67.5 to 99 m(Variety) Model:- CALAMA/90/30 Size Bore:- 100 mm Size Delivery:- 32 mm No of Stages:- 20 Nominal Duty Point Head:- 90 m Discharge:- 0.500 lps Overall Efficiency:- 20.7Percent Type of Motor:-Wet Type-water filled Pole:- 2 Category of Motor:- B Type of Duty:- S1 Rated Frequency:- 50 Hz Rated Speed:- 2760 RPM Rating:- 0.75 kW Maximum Current:- 7.8 A Winding Connection:- PARALLEL CSCR No of Phases:- 1 Rated voltage:- 230 V Head range:- 67.5 to 99 m(Variety) Model:- CALAMA/80/60 Size Bore:- 100 mm Size Delivery:- 32 mm No of Stages:- 22 Nominal Duty Point Head:- 80 m Discharge:- 1.0 lps Overall Efficiency:- 26.6Percent Type of Motor:-Wet Type-water filled Pole:- 2 Category of Motor:- B Type of Duty:- S1 Rated Frequency:- 50 Hz Rated Speed:- 2770 RPM Rating:- 1.50 kW Maximum Current:- 14 A Winding Connection:- PARALLEL CSCR No of Phases:- 1 Rated voltage:- 230 V Head range:- 60 to 88 m(Variety) Model:- CALAMA/80/40 Size Bore:- 100 mm Size Delivery:- 32 mm No of Stages:- 20 Nominal Duty Point Head:- 80 m Discharge:- 0.667 lps Overall Efficiency:- 22.1Percent Type of Motor:-Wet Type-water filled Pole:- 2 Category of Motor:- B Type of Duty:- S1 Rated Frequency:- 50 Hz Rated Speed:- 2760 RPM Rating:- 0.75 kW Maximum Current:- 7.8 A Winding Connection:- PARALLEL CSCR No of Phases:- 1 Rated voltage:- 230 V Head range:- 60 to 88 m(Variety) Model:- CALAMA/80/30 Size Bore:- 100 mm Size Delivery:- 32 mm No of Stages:- 20 Nominal Duty Point Head:- 80 m Discharge:- 0.500 lps Overall Efficiency:- 21.2Percent Type of Motor:-Wet Type-water filled Pole:- 2 Category of Motor:- B Type of Duty:- S1 Rated Frequency:- 50 Hz Rated Speed:- 2760 RPM Rating:- 0.75 kW Maximum Current:- 7.8 A Winding Connection:- PARALLEL CSCR No of Phases:- 1 Rated voltage:- 230 V Head range:- 60 to 88 m(Variety) Model:- CALAMA/70/60 Size Bore:- 100 mm Size Delivery:- 32 mm No of Stages:- 15 Nominal Duty Point Head:- 70 m Discharge:- 1.000 lps Overall Efficiency:- 24.1Percent Type of Motor:-Wet Type-water filled Pole:- 2 Category of Motor:- B Type of Duty:- S1 Rated Frequency:- 50 Hz Rated Speed:- 2760 RPM Rating:- 1.10 kW Maximum Current:- 11 A Winding Connection:- PARALLEL CSCR No of Phases:- 1 Rated voltage:- 230 V Head range:- 52.5 to 77 m(Variety) Model:- CALAMA/70/40 Size Bore:- 100 mm Size Delivery:- 32 mm No of Stages:- 15 Nominal Duty Point Head:- 70 m Discharge:- 0.667 lps Overall Efficiency:- 21.7Percent Type of Motor:-Wet Type-water filled Pole:- 2 Category of Motor:- B Type of Duty:- S1 Rated Frequency:- 50 Hz Rated Speed:- 2760 RPM Rating:- 0.75 kW Maximum Current:- 7.8 A Winding Connection:- PARALLEL CSCR No of Phases:- 1 Rated voltage:- 230 V Head range:- 52.5 to 77 m(Variety) Model:- CALAMA/70/30 Size Bore:- 100 mm Size Delivery:- 32 mm No of Stages:- 15 Nominal Duty Point Head:- 70 m Discharge:- 0.500 lps Overall Efficiency:- 20.7Percent Type of Motor:-Wet Type-water filledPole:- 2 Category of Motor:- B Type of Duty:- S1 Rated Frequency:- 50 Hz Rated Speed:- 2760 RPM Rating:- 0.75 kW Maximum Current:- 7.8 A Winding Connection:- PARALLEL CSCR No of Phases:- 1 Rated voltage:- 230 V Head range:- 52.5 to 77 m(Variety) Model:- CALAMA/60/60 Size Bore:- 100 mm Size Delivery:- 32 mm No of Stages:- 15 Nominal Duty Point Head:- 60 m Discharge:- 1.000 lps Overall Efficiency:- 24.5Percent Type of Motor:-Wet Type-water filledPole:- 2 Category of Motor:- B Type of Duty:- S1 Rated Frequency:- 50 Hz Rated sSpeed:- 2760 RPM Rating:- 1.10 kW Maximum Current:- 11 A Winding Connection:- PARALLEL CSCR No of Phases:- 1 Rated voltage:- 230 V Head range:- 45 to 66 m(Variety) Model:- CALAMA/60/40 Size Bore:- 100 mm Size Delivery:- 32 mm No of Stages:- 15 Nominal Duty Point Head:- 60 m Discharge:- 0.667 lps Overall Efficiency:- 22.1Percent Type of Motor:-Wet Type-water filled Pole:- 2 Category of Motor:- B Type of Duty:- S1 Rated Frequency:- 50 Hz Rated Speed:- 2760 RPM Rating:- 0.75 kW Maximum Current:- 7.8 A Winding Connection:- PARALLEL CSCR No of Phases:- 1 Rated voltage:- 230 V Head range:- 45 to 66 m(Variety)Model:- CALAMA/60/30 Size Bore:- 100 mm Size Delivery:- 32 mm No of Stages:- 15 Nominal Duty Point Head:- 60 m Discharge:- 0.500 lps Overall Efficiency:- 19.4Percent Type of Motor:-Wet Type-water filled Pole:- 2 Category of Motor:- B Type of Duty:- S1 Rated Frequency:- 50 Hz Rated Speed:- 2750 RPM Rating:- 0.55 kW Maximum Current:- 6.5 A Winding Connection:- PARALLEL CSCR No of Phases:- 1 Rated voltage:- 230 V Head range:- 45 to 66 m(Variety)Model 3STAR5/10 Size Bore - 150 mm Size Delivery - 50 mm No of Stages - 10 Nominal Duty Point Head - 80 m Discharge - 2.5 lps Overall Efficiency 44.1Percent Type of Motor -Wet Type-water filled Pole - 2 Category of Motor - B Type of Duty - S1 Rated Frequency - 50 Hz Rated Speed - 2790 RPM Rating - 3.7 kW Maximum Current 9.1 A Winding Connection - STAR No of Phases - 3 Rated voltage - 415 V Head range 60 to 88 m(Variety)Model - 5STAR5/6 Size Bore - 150 mm Size Delivery - 50 mm No of Stages - 6 Nominal Duty Point Head - 78 m Discharge - 2.69 lps Overall Efficiency - 48.56Percent Type of Motor -Wet Type-water filled Pole - 2 Category of Motor - B Type of Duty - S1 Rated Frequency - 50 Hz Rated Speed - 2790 RPM Rating - 3.7 kW Maximum Current - 10 A Winding Connection - STAR No of Phases - 3 Rated voltage - 415 V Head range - 58.5 to 85.8 m(Variety)Model 3STAR10/20 Size Bore - 150 mm Size Delivery - 50 mm No of Stages -20 Nominal Duty Point Head - 170 m Discharge -2.35 lps Overall Efficiency -47.1 Percent Type of Motor -Wet Type-water filled Pole - 2 Category of Motor - B Type of Duty - S1 Rated Frequency - 50 Hz Rated Speed - 2810 RPM Rating -7.5 kW Maximum Current 19.5 A Winding Connection STAR-DELTA No of Phases - 3 Rated voltage - 415 V Head range 127.5 to 187 m(Variety)Model 3STAR5/25 Size Bore - 100 mm Size Delivery - 40 mm No of Stages -25 Nominal Duty Point Head - 110 m Discharge 1.8 lps Overall Efficiency 41.5 Percent Type of Motor -Wet Type-water filled Pole - 2 Category of Motor - B Type of Duty - S1 Rated Frequency - 50 Hz Rated Speed - 2780 RPM Rating - 3.7 kW Maximum Current - 10.6 A Winding Connection - STAR No of Phases - 3 Rated voltage - 415 V Head range 82.5 to 121 m(Variety)Model NY67F510 Size Bore - 150 mm Size Delivery - 50 mm No of Stages - 10 Nominal Duty Point Head - 110 m Discharge 2.1 lps Overall Efficiency 36.5 Percent Type of Motor -Wet Type-water filled Pole - 2 Category of Motor - B Type of Duty - S1 Rated Frequency - 50 Hz Rated Speed - 2810 RPM Rating - 5.5 kW Maximum Current 14.5 A Winding Connection - STAR No of Phases - 3 Rated voltage - 415 V Head range 82.5 to 121 m(Variety)Model NY81010 Size Bore - 150 mm Size Delivery - 50 mm No of Stages - 10 Nominal Duty Point Head - 120 m Discharge -3.0 lps Overall Efficiency 39.3 Percent Type of Motor -Wet Type-water filled Pole - 2 Category of Motor - B Type of Duty - S1 Rated Frequency - 50 Hz Rated Speed - 2810 RPM Rating 7.5 kW Maximum Current - 18 A Winding Connection - STAR No of Phases - 3 Rated voltage - 415 V Head range - 90 to 132 m(Variety)Model NY121510 Size Bore - 150 mm Size Delivery - 65 mm No of Stages - 10 Nominal Duty Point Head - 125 m Discharge 4.6 lps Overall Efficiency -43.4 Percent Type of Motor -Wet Type-water filled Pole - 2 Category of Motor - B Type of Duty - S1 Rated Frequency - 50 Hz Rated Speed - 2830 RPM Rating - 11 kW Maximum Current - 26 A Winding Connection STAR-DELTA No of Phases - 3 Rated voltage - 415 V Head range -93.75 to 137.5 m(Variety)Model NY1012F510 Size Bore - 150 mm Size Delivery - 50 mm No of Stages - 10 Nominal Duty Point Head - 120 m Discharge 4.2 lps Overall Efficiency 42 Percent Type of Motor -Wet Type-water filled Pole - 2 Category of Motor - B Type of Duty - S1 Rated Frequency - 50 Hz Rated Speed - 2830 RPM Rating 9.3 kW Maximum Current - 23 A Winding Connection STAR-DELTA No of Phases - 3 Rated voltage - 415 V Head range -90 to 132 m(Variety)Model 3STAR10/13 Size Bore - 150 mm Size Delivery - 50 mm No of Stages - 13 Nominal Duty Point Head - 164 m Discharge -2.0 lps Overall Efficiency -43.52 Percent Type of Motor -Wet Type-water filled Pole - 2 Category of Motor - B Type of Duty - S1 Rated Frequency - 50 Hz Rated Speed - 2810 RPM Rating 7.5 kW Maximum Current - 18 A Winding Connection STAR-DELTA No of Phases - 3 Rated voltage - 415 V Head range - 123 to 180.4 m(Variety)Model 3STAR7F5/35 Size Bore - 100 mm Size Delivery - 50 mm No of Stages - 35 Nominal Duty Point Head - 160 m Discharge - 1.8 lps Overall Efficiency -43.25 Percent Type of Motor -Wet Type-water filled Pole - 2 Category of Motor - B Type of Duty - S1 Rated Frequency - 50 Hz Rated Speed - 2790 RPM Rating 5.5 kW Maximum Current 15.5 A Winding Connection STAR No of Phases - 3 Rated voltage - 415 V Head range - 120 to 176 m(Variety)Model 3STAR7F5/9 Size Bore - 150 mm Size Delivery - 50 mm No of Stages - 09 Nominal Duty Point Head - 120 m Discharge 2.9 lps Overall Efficiency 45.6 Percent Type of Motor -Wet Type-water filled Pole - 2 Category of Motor - B Type of Duty - S1 Rated Frequency - 50 Hz Rated Speed - 2810 RPM Rating - 5.5 kW Maximum Current 14.5 A Winding Connection - STAR No of Phases - 3 Rated voltage - 415 V Head range 90 to 132 m(Variety) Model 3STAR12F5/12 Size Bore - 150 mm Size Delivery - 50 mm No of Stages - 12 Nominal Duty Point Head - 150 m Discharge 3.17 lps Overall Efficiency 47.71 Percent Type of Motor -Wet Type-water filled Pole - 2 Category of Motor - B Type of Duty - S1 Rated Frequency - 50 Hz Rated Speed - 2830 RPM Rating 9.3 kW Maximum Current - 23 A Winding Connection STAR-DELTA No of Phases - 3 Rated voltage - 415 V Head range 112.5 to 165 m(Variety) Model 3STAR15/14 Size Bore - 150 mm Size Delivery - 50 mm No of Stages - 14 Nominal Duty Point Head - 180 m Discharge 3.0 lps Overall Efficiency -48.4 Percent Type of Motor -Wet Type-water filled Pole - 2 Category of Motor - B Type of Duty - S1 Rated Frequency - 50 Hz Rated Speed - 2830 RPM Rating - 11 kW Maximum Current - 26 A Winding Connection STAR-DELTA No of Phases - 3 Rated voltage - 415 V Head range -135 to 198 m(Variety) Model 3STAR10/10 Size Bore - 150 mm Size Delivery - 50 mm No of Stages - 10 Nominal Duty Point Head - 130 m Discharge -2.8 lps Overall Efficiency 46.2 Percent Type of Motor -Wet Type-water filled Pole - 2 Category of Motor - B Type of Duty - S1 Rated Frequency - 50 Hz Rated Speed - 2810 RPM Rating 7.5 kW Maximum Current - 18 A Winding Connection STAR-DELTA No of Phases - 3 Rated voltage - 415 V Head range 97.5 to 143 m(Variety) Model NC612F5/20 Size Bore - 150 mm Size Delivery - 50 mm No of Stages - 20 Nominal Duty Point Head - 175 m Discharge 2.5 lps Overall Efficiency 39.75 Percent Type of Motor -Wet Type-water filled Pole - 2 Category of Motor - B Type of Duty - S1 Rated Frequency - 50 Hz Rated Speed - 2830 RPM Rating 9.3 kW Maximum Current - 25 A Winding Connection STAR-DELTA No of Phases - 3 Rated voltage - 415 V Head range 131.25 to 192.5 m(Variety)Model 3STAR5/30 Size Bore - 100 mm Size Delivery - 40 mm No of Stages - 30 Nominal Duty Point Head - 150 m Discharge 1.17 lps Overall Efficiency 38.4 Percent Type of Motor -Wet Type-water filled Pole - 2 Category of Motor - B Type of Duty - S1 Rated Frequency - 50 Hz Rated Speed - 2780 RPM Rating - 3.7 kW Maximum Current 10.6 A Winding Connection - STAR No of Phases - 3 Rated voltage - 415 V Head range 112.5 to 165 m(Variety)Model NC612F5/24 Size Bore - 150 mm Size Delivery - 50 mm No of Stages - 24 Nominal Duty Point Head - 204 m Discharge 2.5 lps Overall Efficiency 39.75 Percent Type of Motor -Wet Type-water filled Pole - 2 Category of Motor - B Type of Duty - S1 Rated Frequency - 50 Hz Rated Speed - 2830 RPM Rating 9.3 kW Maximum Current - 25 A Winding Connection STAR-DELTA No of Phases - 3 Rated voltage - 415 V Head range 153 to 224.4 m(Variety)Model 3STAR7F5/15 Size Bore - 150 mm Size Delivery - 50 mm No of Stages - 15 Nominal Duty Point Head 127.5 m Discharge 2.5 lps Overall Efficiency 46.43 Percent Type of Motor -Wet Type-water filled Pole - 2 Category of Motor - B Type of Duty - S1 Rated Frequency - 50 Hz Rated Speed - 2810 RPM Rating - 5.5 kW Maximum Current 14.5 A Winding Connection - STAR No of Phases - 3 Rated voltage - 415 V Head range 95.62 to 140.25 m(Variety) Model 3STAR3/30/TP Size Bore - 100 mm Size Delivery - 32 mm No of Stages - 30 Nominal Duty Point Head - 150 m Discharge 0.91 lps Overall Efficiency 37.1 Percent Type of Motor -Wet Type-water filled | CALAMA | Medium
"CALAMA HOUSE" NEAR MALWA COLLEGE, BYE PASS, NIPANIA,INDORE
5 | 2081945 | Shakti Pumps India Limited |  | DHAR | MADHYA PRADESH |  |  | 2026-06-30 | Operative | Model â€“EE4SS2-23-2HP-1PH, Size Bore - 100mm, Size Delivery 32mm, No of Stages 23, Nominal Duty Point Head 134 m, Discharge 0.58 lps, Overall Efficiency â€“ 35.5 % comma Type of Motor â€“CSCR & Wet type (water Filled ), Pole 2 comma Category of Motor B, Type of Duty - S1, Rated Frequency 50 Hz, Rated Speed â€“ 2866 RPM, Rating 1.5 kW, Maximum Current 10.1 A, Winding Connection NA ,No of Phases - 1 Rated Voltage - 230 V, Head Range 42 to 163 m.(Variety)---------Model No: S4Prem*QF30/9*5.5KW(Variety)Model EEQF15-16-10HP-3PH, Size Bore - 150mm, Size Delivery 50mm, No of Stages 16, Nominal Duty Point Head 128 m comma Discharge 3.83 lps, Overall Efficiency 59.1 , Type of Motor -Wet type (water Filled ), Pole 2, Category of Motor B comma Type of Duty - S1, Rated Frequency 50 Hz, Rated Speed 2845RPM, Rating 7.5 kW, Maximum Current 17.2 A comma Winding Connection Delta ,No of Phases - 3 Rated Voltage - 380 V comma Head Range 64 to 147 m.(Variety)Model - SSDM4 3HP 1PH , Size Bore - 100mm, Size Delivery 40 mm, No of Stages 22, Nominal Duty Point Head 131 m, Discharge 1.00 lps, Overall Efficiency - 40 Percent, Type of Motor - Water cooled (wet) , Pole 2, Category of Motor B, Type of Duty - S1, Rated Frequency 50 Hz, Rated Speed - 2856 RPM, Rating 2.2 kW, Maximum Current 14.5 A, Winding Connection CSCR, No of Phases - 1 Rated Voltage - 220 V, Head Range 51 to 167 m .(Variety)(1) Model: EE 4SS2-14-1.5HP-1PH, Size: Bore - 100mm comma Delivery- 32mm, No of Stages: 14, Nominal Duty Point: Head - 75 m, Discharge - 0.53 lps, Overall Efficiency 31.5 Percent comma Type of Motor: CSR and wet type (water filled), Category of Motor: B, Type of Duty: S1, Rated Frequency: 50 Hz comma Rated Speed 2770 rpm, Rating - 1.1 kW, Maximum Current - 5.6 A, Winding Connection - NA, No of Phases - 1 comma Rated Voltage - 230 V, Head Range: 56.2 to 82.5. (Variety)-- Bore Delivery Head (M) (Nom) Discharge (lps) (Nom) Overall Eff. () Rated Speed (rpm) Rating (kW) Max. Current (A) Winding Connection No.of Phase Rated Voltage (V) 1 EE120-09-S4RM100-3HP-3 (4X4) 100 50 9 48 2.5 54 3000 2.2 4.5 STAR 3 415 10 1 2 EE100-09-S4RM150-5HP-3 (6X6) 150 50 9 71 3.91 60 3000 3.7 8 STAR 3 415 10 1 3 EE150-09-S4RM150-7.5HP-3 (6X6) 150 50 9 75 4.16 60.5 3000 5.5 10.3 STAR 3 415 10 1 4 EE300-09-S4RM150-7.5HP-3 (6X6) 150 50 9 79 4.45 61 3000 5.5 10.3 STAR 3 415 10 1 5 EE500-09-S4RM150-10HP-3 (6X6) 150 75 9 73 8.33 64 3000 7.5 16 STAR 3 415 10 1 6 EE750-09-S4RM150-20HP-3 (6X6) 150 75 9 79 15.83 65 3000 15 35 DELTA 3 415 10 1 7 EE1000-09-S4RM150-20HP-3 (6X6) 150 100 9 80 16.66 66 3000 15 35 DELTA 3 415 10 1(Variety)EE150-28-10HP-3Ã˜, 150, 50, 28, 152, 2.5, 59, 3000, 7.5, 10, Star, 3, 415, 114.0 - 167.2(Variety)EE500-06-15HP-3Ã˜, 150, 75, 6, 68, 8.34, 67, 3000, 11, 14, Star,3, 415, 51.0 - 74.8(Variety)EE100-27-5.0HP-3Ã˜, 100, 50, 27, 145, 1.67, 49.5, 3000, 3.7, 8, Star, 3, 415, 108.75 - 159.5(Variety)EE150-14-4.0HP-3Ã˜, 100, 50, 14, 74, 2.5, 53, 3000, 3, 5.6, Star, 3, 415, 55.5 - 81.4(Variety)EE500-3-7.5HP-3, 150, 75, 3, 33, 8.34, 64, 3000, 5.5, 7.2, Star, 3, 415, 24.75 - 36.3(Variety)EE250-11-15HP-3Ã˜, 150, 50, 11, 105, 4.17, 61, 3000, 11, 12.3, Star, 3, 415, 78.75 - 115.5(Variety)EE500-5-10HP-3Ã˜, 150, 75, 5, 56, 8.34, 65, 3000, 7.5, 12.5, Star, 3, 415, 42.0 - 61.6(Variety)EE150-20-7.5HP-3, 150, 50, 20, 111, 2.5, 57, 3000, 5.5, 7.4, Star, 3, 415, 83.25 - 122.1(Variety)EE450-03-5.0 HP-3Ã˜-I, 150, 75, 3, 32, 7.5, 57.12, 2900, 3.7, 9.2, Star, 3, 415, 24.0 - 35.2(Variety)EE150-07-1.5HP-3-I, 100, 50, 7, 30, 2.5, 48, 2800, 1.1, 3.1, Star, 3, 415, 22.5 - 33.0(Variety)Model, Size (mm) Bore, Delivery, No of Stages, Nominal Duty Point Head in m,Discharge in lps, Overall Efficiency in %, Rated Speed, Rating in kW, Winding Connection, no of phases, rated voltage in V, head range in m EE250-8-10 HP-3, 150, 50, 8, 78, 4.17, 59.3, 3000, 7.5, 9.5, Star, 3, 415, 58.5-85.8(Variety)Model, Size (mm) Bore, Delivery, No of Stages, Nominal Duty Point Head in m,Discharge in lps, Overall Efficiency in , Rated Speed, Rating in kW, Winding Connection, no of phases, rated voltage in V, head range in m EE250-6-7.5 HP-3, 150, 50, 6, 54, 4.17, 58.4, 3000, 5.5, 6.2, Star 3, 415, 40.5-59.4(Variety)(1) Model: EE 4SS2-10-1.0HP-1PH, Size: Bore - 100mm comma Delivery- 32mm, No of Stages: 10, Nominal Duty Point: Head - 48 m, Discharge - 0.65lps, Overall Efficiency - 30 Percent comma Type of Motor: CSR and wet type (water filled), Category of Motor: B, Type of Duty: S1, Rated Frequency: 50 Hz comma Rated Speed 2770 rpm, Rating - 0.75 kW, Maximum Current - 4.6 A, Winding Connection - NA, No of Phases - 1 comma Rated Voltage - 230 V, Head Range: 36 to 52.8. (Variety)S4Prem*QF30/9*5.5KW(Variety)Model EE35-20-1.5HP-1PH, Size Bore - 100mm, Size Delivery 32mm, No of Stages 20, Nominal Duty Point Head 85 m, Discharge 0.58 lps, Overall Efficiency 32.5Percent, Type of Motor -Wet type Resin +water Filled CSR, Pole 2, Category of Motor B, Type of Duty - S1, Rated Frequency 50 Hz, Rated Speed - 2800 RPM, Rating 1.1 kW, Maximum Current 8 A, Winding Connection --, No of Phases - 1 Rated Voltage - 230 V, Head Range 63.75 to 93.5 m(Variety) QF10/10*3.7kW, QF100/3*5.5kW, QF75/4*5.5kW, QF50/4*3.7kW, QF100/2*3.7kW, QF30/7*3.7kW, QF30/4*2.2kW, QF50/2*2.2kW, (Variety)Model EE30-15-1HP-1PH, Size Bore - 100mm, Size Delivery 32mm, No of Stages 15, Nominal Duty Point Head 65 m, Discharge 0.50 lps, Overall Efficiency - 30Percent, Type of Motor -Wet type Resin +water Filled CSR, Pole 2, Category of Motor B, Type of Duty - S1, Rated Frequency 50 Hz, Rated Speed - 2850 RPM, Rating 0.75 kW, Maximum Current 6.5 A, Winding Connection --, No of Phases - 1 Rated Voltage - 200 V, Head Range 48.75 to 71.5 m(Variety)Model - EE40-30-3HP-1PHcomma Size Bore - 100mmcomma Size Delivery 32mmcomma No of Stages 30comma Nominal Duty Point Head 120 mcomma Discharge 0.66 lpscomma Overall Efficiency - 35Percentcomma Type of Motor -Wet type Resin +water Filled CSRcomma Pole 2comma Category of Motor Bcomma Type of Duty - S1comma Rated Frequency 50 Hzcomma Rated Speed - 2870 RPMcomma Rating 2.2 kWcomma Maximum Current 13 Acomma Winding Connection --comma No of Phases - 1 Rated Voltage - 200 Vcomma Head Range 90 to 132 m(Variety)Model EE40-25-2HP-1PH, Size Bore - 100mm, Size Delivery 32mm, No of Stages 25, Nominal Duty Point Head 100 m comma Discharge 0.66 lps, Overall Efficiency - 35Percent, Type of Motor -Wet type (Resin +water Filled ) CSR, Pole 2, Category of Motor B, Type of Duty - S1, Rated Frequency 50 Hz comma Rated Speed - 2800 RPM, Rating 1.5 kW, Maximum Current 11.5 A, Winding Connection - Not applicable, No of Phases - 1 Rated Voltage - 200 V, Head Range 75 to 110 m(Variety)EE40-25-2.0 HP-1PH, Size Bore - 100mm, Size Delivery 32mm comma No of Stages 25, Nominal Duty Point Head 95 m comma Discharge 0.66 lps, Overall Efficiency - 35.3,Type of Motor -Wet type CSR, Pole 2, Category of Motor B, Type of Duty - S1, Rated Frequency 50 Hz,Rated Speed - 2772 RPM comma Rating 1.5 kW, Maximum Current 9A, Winding Connection - Not applicable, No of Phases - 1 Rated Voltage - 230 V comma Head Range 71.25 to 104.5 m(Variety)Model EE38-20-1.5HP-1PH, Size Bore - 100mm, Size Delivery 32mm, No of Stages 20, Nominal Duty Point Head 75 m comma Discharge 0.63 lps, Overall Efficiency - 33.5,Type of Motor -Wet type CSR, Pole 2, Category of Motor B, Type of Duty - S1, Rated Frequency 50 Hz,Rated Speed - 2760 RPM comma Rating 1.1 kW, Maximum Current 8A, Winding Connection - Not applicable, No of Phases - 1 Rated Voltage - 200 V comma Head Range 56.25 to 82.5 m.(Variety)Model EE4SS2-21-2.0HP-1PH Size Bore - 100mm Size Delivery 32mm No of Stages 21 Nominal Duty Point Head 100 m Discharge 0.58 lps Overall Efficiency 33.8 Percent Type of Motor -Wet type Resin +water Filled CSR Pole 2 Category of Motor B Type of Duty - S1 Rated Frequency 50 Hz Rated Speed - 2770 RPM Rating 1.5 kW Maximum Current 8 A Winding Connection -- No of Phases - 1 Rated Voltage - 230 V Head Range 75 to 100 m(Variety)Model EE4SS2-17-1.5HP-1PH Size Bore - 100mm Size Delivery 32mm No of Stages 17 Nominal Duty Point Head 80 m Discharge 0.58 lps Overall Efficiency 32 Percent Type of Motor -Wet type Resin +water Filled CSR Pole 2 Category of Motor B Type of Duty - S1 Rated Frequency 50 Hz Rated Speed - 2780 RPM Rating 1.1 kW Maximum Current 7.5A Winding Connection -- No of Phases - 1 Rated Voltage - 200 V Head Range 60 to 88 m(Variety)Model EE4SS3-11-1.0 HP-1PH Size Bore - 100mm Size Delivery 32mm No of Stages 11 Nominal Duty Point Head 50 m Discharge 0.60 lps Overall Efficiency 29.7 Percent Type of Motor -Wet type Resin +water Filled CSR Pole 2 Category of Motor B Type of Duty - S1 Rated Frequency 50 Hz Rated Speed - 2776 RPM Rating 0.75 kW Maximum Current 5.8 A Winding Connection -- No of Phases - 1 Rated Voltage 200 V Head Range 37.5to 55 m(Variety)Model EE4SS2-28-3.0 HP-1PH Size Bore - 100mm Size Delivery 32mm No of Stages 28 Nominal Duty Point Head 135 m Discharge 0.58 lps Overall Efficiency 36.5 Percent Type of Motor -Wet type Resin +water Filled CSR Pole 2 Category of Motor B Type of Duty - S1 Rated Frequency 50 Hz Rated Speed - 2770 RPM Rating 2.2 kW Maximum Current 12 A Winding Connection -- No of Phases - 1 Rated Voltage - 200 V Head Range 101.25 to 148.5 m(Variety)Model EE230-18-10HP-3PH Size Bore - 150mm Size Delivery 50mm No of Stages 18 Nominal Duty Point Head 142 m Discharge 3.83 lps Overall Efficiency 59.2Percent Type of Motor -Wet type water Filled, Pole 2 Category of Motor B Type of Duty - S1 Rated Frequency 50 Hz Rated Speed 2820 RPM Rating 7.5 kW Maximum Current 17.8 A Winding Connection Delta No of Phases - 3 Rated Voltage - 380 V Head Range 80 to 184 m(Variety)Model EE230-14-7.5HP-3PH Size Bore - 150mm Size Delivery 50mm No of Stages 14 Nominal Duty Point Head 113 m Discharge 3.83 lps Overall Efficiency 58.3Percent Type of Motor -Wet type water Filled, Pole 2 Category of Motor B Type of Duty - S1 Rated Frequency 50 Hz Rated Speed 2820 RPM Rating 5.5 kW Maximum Current 14.5 A Winding Connection Delta No of Phases - 3 Rated Voltage - 380 V Head Range 60 to 138 m(Variety)Model EE4SS4-18-2HP-1PH, Size Bore - 100mm, Size Delivery 40mm, No of Stages 18, Nominal Duty Point Head 80 m comma Discharge 1.16 lps, Overall Efficiency 40 percent , Type of Motor -CSCR Wet type (water Filled ), Pole 2, Category of Motor B, Type of Duty - S1, Rated Frequency 50 Hz comma Rated Speed 2810 RPM, Rating 1.5 kW, Maximum Current 11 A comma Winding Connection NA ,No of Phases - 1, Rated Voltage - 230 V, Head Range 50 to 95 m.(Variety)Model EEQF15-5-3HP-3PH, Size Bore - 150mm, Size Delivery 50mm, No of Stages 5, Nominal Duty Point Head 40 m comma Discharge 3.8 lps, Overall Efficiency 53.6 Percent, Type of Motor -Wet type (water Filled ), Pole 2, Category of Motor B comma Type of Duty - S1, Rated Frequency 50 Hz, Rated Speed 2820 RPM, Rating 2.2 kW, Maximum Current 6.5 A comma Winding Connection STAR ,No of Phases - 3 Rated Voltage - 380 V comma Head Range 30 to 44 m.(Variety)Model EEQF15-7-4HP-3PH , Size Bore - 150mm, Size Delivery 50mm, No of Stages 7, Nominal Duty Point Head 60 m comma Discharge 3.3 lps, Overall Efficiency 52.7 percent , Type of Motor - Wet type (water Filled ), Pole 2, Category of Motor B, Type of Duty - S1, Rated Frequency 50 Hz, Rated Speed 2820 RPM, Rating 3 kW, Maximum Current 8.5 A comma Winding Connection STAR ,No of Phases - 3, Rated Voltage - 380 V, Head Range 45 to 66 m.(Variety)Model EE4SS4-24-3HP-1PH, Size Bore - 100mm, Size Delivery 40mm, No of Stages 24, Nominal Duty Point Head 100 m comma Discharge 1.25 lps, Overall Efficiency 43 percent , Type of Motor -CSCR Wet type (water Filled ), Pole 2, Category of Motor B, Type of Duty - S1, Rated Frequency 50 Hz comma Rated Speed 2820 RPM, Rating 2.2 kW, Maximum Current 15.5 A comma Winding Connection NA ,No of Phases - 1, Rated Voltage - 230 V, Head Range 70 to 130 m.(Variety)Model EE4SS8-17-3HP-1 PH, Size Bore - 100mm, Size Delivery 40mm, No of Stages 17, Nominal Duty Point Head 85 m comma Discharge 1.58 lps, Overall Efficiency 45 percent , Type of Motor -CSCR Wet type (water Filled ), Pole 2, Category of Motor B, Type of Duty - S1, Rated Frequency 50 Hz comma Rated Speed 2820 RPM, Rating 2.2 kW, Maximum Current 15 A comma Winding Connection NA ,No of Phases - 1, Rated Voltage - 230 V, Head Range 60 to 95 m.(Variety)Model EE4SS4-24-3HP-3PH, Size Bore - 100mm, Size Delivery 40mm, No of Stages 24, Nominal Duty Point Head 110 m comma Discharge 1.16 lps, Overall Efficiency 45.2 Percent, Type of Motor -Wet type (water Filled ), Pole 2, Category of Motor B, Type of Duty - S1, Rated Frequency 50 Hz comma Rated Speed 2810 RPM, Rating 2.2 kW, Maximum Current 6.5 A comma Winding Connection STAR ,No of Phases - 3 Rated Voltage - 380 V, Head Range 80 to 125 m.(Variety)Model EE4SS4-36-4.0HP-3PH, Size Bore - 100mm, Size Delivery 40mm, No of Stages 36, Nominal Duty Point Head 170 m comma Discharge 1.16 lps, Overall Efficiency 45.5 Percent, Type of Motor -Wet type (water Filled ), Pole 2, Category of Motor B, Type of Duty - S1, Rated Frequency 50 Hz comma Rated Speed 2820 RPM, Rating 3 kW, Maximum Current 9 A comma Winding Connection STAR ,No of Phases - 3 Rated Voltage - 380 V, Head Range 100 to 200 m.(Variety)Model EE4SS4-18-2HP-3PH, Size Bore - 100mm, Size Delivery 40mm, No of Stages 18, Nominal Duty Point Head 80 m comma Discharge 1.16 lps, Overall Efficiency 43 Percent, Type of Motor -Wet type (water Filled ), Pole 2, Category of Motor B comma Type of Duty - S1, Rated Frequency 50 Hz, Rated Speed 2810 RPM, Rating 1.5 kW, Maximum Current 4.8 A comma Winding Connection STAR ,No of Phases - 3 Rated Voltage - 380 V comma Head Range 60 to 88 m. | Shakti(Brand)(Brand) | Large
PLOT NO. 401, 402, & 413, INDUSTRIAL AREA,SECTOR-3,PITHAMPUR
6 | 2259960 | SUPER PUMPS PVT LTD |  | BHOPAL | MADHYA PRADESH |  |  | 2025-09-30 | Operative | Model, Size Bore, size Delivery, No of Stages , Nominal Duty Point Head (m), Discharge (lps), Overall Efficiency (%), Rated Speed in, Rating (kW), Maximum Current (A), Winding Connection, no of phases, Rated voltage (V), Head range (m): SUP/4D3520, 100, 32, 35, 170, 0.5, 32.8, 2770, 1.5, 13.8, Parallel-CSCR, 1, 240, 127-187(Variety)Model, Size Bore, size Delivery, No of Stages , Nominal Duty Point Head (m), Discharge (lps), Overall Efficiency (%), Rated Speed in, Rating (kW), Maximum Current (A), Winding Connection, no of phases, Rated voltage (V), Head range (m): SUP/4D3320, 100, 32, 33, 160, 0.5, 32.8, 2770,1.5, 13.8,Parallel-CSCR, 1, 240, 120-176 (Variety)Model, Size Bore, size Delivery, No of Stages , Nominal Duty Point Head (m), Discharge (lps), Overall Efficiency (%), Rated Speed in, Rating (kW), Maximum Current (A), Winding Connection, no of phases, Rated voltage (V), Head range (m): SUP/4D2620, 100, 32, 26, 120, 0.5, 32.8, 2770, 1.5, 13.8, Parallel-CSCR, 1, 240, 90-132(Variety)Model, Size Bore, size Delivery, No of Stages , Nominal Duty Point Head (m), Discharge (lps), Overall Efficiency (), Rated Speed in, Rating (kW), Maximum Current (A), Winding Connection, no of phases, Rated voltage (V), Head range (m): SUP/4D2215, 100, 32, 22, 110, 0.5, 30.9, 2760, 1.1, 10.5, Parallel-CSCR, 1, 240, 82-121(Variety)For all:- Type of Motor: Wet type Water filled, Rated Frequency- 50Hz, Category of Motor-B , Type of Duty-S1 1 SUP4JA4/20 100 25 20 100 0.334 25.50 2760 0.75 7.5 CSCR 1 240 75-110 2 SUP4JA4/24 100 25 24 120 0.334 25.50 2760 0.75 7.5 CSCR 1 240 90-132 3 SUP4JA4/28 100 25 28 140 0.334 27.0 2760 1.1 10.5 CSCR 1 240 105-154 4 SUP4JA4/30 100 25 30 150 0.334 27.0 2760 1.1 10.5 CSCR 1 240 112-165 5 SUP4JA4/32 100 25 32 160 0.334 27.0 2760 1.1 10.5 CSCR 1 240 120-176 6 SUP4JA4/34 100 25 34 170 0.334 27.0 2760 1.1 10.5 CSCR 1 240 127-187 7 SUP4JI4/20 100 25 20 100 0.5 29.0 2760 1.1 10.5 CSCR 1 240 75-110 8 SUP4JI4/24 100 25 24 120 0.5 29.0 2760 1.1 10.5 CSCR 1 240 90-132 9 SUP4JI4/28 100 25 28 140 0.5 31.0 2770 1.5 13.8 CSCR 1 240 105-154 10 SUP4JI4/30 100 25 30 150 0.5 31.0 2770 1.5 13.8 CSCR 1 240 112-165 11 SUP4JI4/32 100 25 32 160 0.5 31.0 2770 1.5 13.8 CSCR 1 240 120-176 12 SUP4JI4/34 100 25 34 170 0.5 31.0 2770 1.5 13.8 CSCR 1 240 127-187 13 SUP4JS4/20 100 32 20 100 0.67 30.0 2760 1.1 10.5 CSCR 1 240 75-110 14 SUP4JI5/20 100 25 20 100 0.5 29.0 2760 0.75 7.5 CSCR 1 240 75-110 15 SUP4JI5/24 100 25 24 120 0.5 31.0 2760 1.1 10.5 CSCR 1 240 90-132 16 SUP4JI5/28 100 25 28 140 0.5 31.0 2760 1.1 10.5 CSCR 1 240 105-154 17 SUP4JI5/30 100 25 30 150 0.5 33.0 2770 1.5 13.8 CSCR 1 240 112-165 18 SUP4JI5/32 100 25 32 160 0.5 33.0 2770 1.5 13.8 CSCR 1 240 120-176 19 SUP4JI5/34 100 25 34 170 0.5 33.0 2770 1.5 13.8 CSCR 1 240 127-187 20 SUP4JS5/20 100 32 20 100 0.67 32.5 2760 1.1 10.5 CSCR 1 240 75-110(Variety)Model No.- SUPJ01/34, Bore Size- 100mm, Delivery Size- 32mm, No of Stages- 34, Nominal Duty Point Head- 170 m., Discharge- 0.5 LPS, Overall Efficiency- 32.8%, Type of Motor- Wet Type (Water Filled), Pole- 2, Category of Motor- B, Type of Duty- S1, Rated Frequency- 50 Hz, Rated Speed- 2770 RPM, Rating- 1.5 kW, Maximum Current- 15.05A, Winding Connection- CSCR, No. of Phase- 1 Phase, Rated Voltage- 220 V, Head Range- (127 To 187) m (Variety)Model No.- SUPJ01/32, Bore Size- 100mm, Delivery Size- 32mm, No of Stages- 32, Nominal Duty Point Head- 160 m., Discharge- 0.5 LPS, Overall Efficiency- 32.8%, Type of Motor- Wet Type (Water Filled), Pole- 2, Category of Motor- B, Type of Duty- S1, Rated Frequency- 50 Hz, Rated Speed- 2770 RPM, Rating- 1.5 kW, Maximum Current- 15.05A, Winding Connection- CSCR, No. of Phase- 1 Phase, Rated Voltage- 220 V, Head Range- (120 To 176) m.(Variety)Model No.- SUPJ01/030, Bore Size- 100mm, Delivery Size- 32mm, No of Stages- 30, Nominal Duty Point Head- 150 m., Discharge- 0.5 LPS, Overall Efficiency- 32.8%, Type of Motor- Wet Type (Water Filled), Pole- 2, Category of Motor- B, Type of Duty- S1, Rated Frequency- 50 Hz, Rated Speed- 2770 RPM, Rating- 1.5 kW, Maximum Current- 15.05A, Winding Connection- CSCR, No. of Phase- 1 Phase, Rated Voltage- 220 V, Head Range- (112 To 165) m.(Variety)Model No.- SUPJ01/30, Bore Size- 100mm, Delivery Size- 32mm, No of Stages- 30, Nominal Duty Point Head- 140 m., Discharge- 0.5 LPS, Overall Efficiency- 32.8%, Type of Motor- Wet Type (Water Filled), Pole- 2, Category of Motor- B, Type of Duty- S1, Rated Frequency- 50 Hz, Rated Speed- 2770 RPM, Rating- 1.5 kW, Maximum Current- 15.05A, Winding Connection- CSCR, No. of Phase- 1 Phase, Rated Voltage- 220 V, Head Range- (105 To 154) m. (Variety)Model No.- SUPJ01/26, Bore Size- 100mm, Delivery Size- 32mm, No of Stages- 26, Nominal Duty Point Head- 130 m., Discharge- 0.5 LPS, Overall Efficiency- 30.9%, Type of Motor- Wet Type (Water Filled), Pole- 2, Category of Motor- B, Type of Duty- S1, Rated Frequency- 50 Hz, Rated Speed- 2760 RPM, Rating- 1.1 kW, Maximum Current- 11.45A, Winding Connection- CSCR, No. of Phase- 1 Phase, Rated Voltage- 220 V, Head Range- (97 To 143) m.(Variety)Model No.- SUPJ01/25, Bore Size- 100mm, Delivery Size- 32mm, No of Stages- 25, Nominal Duty Point Head- 120 m., Discharge- 0.5 LPS, Overall Efficiency- 30.9%, Type of Motor- Wet Type (Water Filled), Pole- 2, Category of Motor- B, Type of Duty- S1, Rated Frequency- 50 Hz, Rated Speed- 2760 RPM, Rating- 1.1 kW, Maximum Current- 11.45A, Winding Connection- CSCR, No. of Phase- 1 Phase, Rated Voltage- 220 V, Head Range- (90 To 132) m. (Variety)Model No.- SUPJ01/022, Bore Size- 100mm, Delivery Size- 32mm, No of Stages- 22, Nominal Duty Point Head- 110 m., Discharge- 0.5 LPS, Overall Efficiency- 30.9%, Type of Motor- Wet Type (Water Filled), Pole- 2, Category of Motor- B, Type of Duty- S1, Rated Frequency- 50 Hz, Rated Speed- 2760 RPM, Rating- 1.1 kW, Maximum Current- 11.45A, Winding Connection- CSCR, No. of Phase- 1 Phase, Rated Voltage- 220 V, Head Range- (82 To 121) m.(Variety)Model No.- SUPJ01/22, Bore Size- 100mm, Delivery Size- 32mm, No of Stages- 22, Nominal Duty Point Head- 100 m., Discharge- 0.5 LPS, Overall Efficiency- 30.9%, Type of Motor- Wet Type (Water Filled), Pole- 2, Category of Motor- B, Type of Duty- S1, Rated Frequency- 50 Hz, Rated Speed- 2760 RPM, Rating- 1.1 kW, Maximum Current- 11.45A, Winding Connection- CSCR, No. of Phase- 1 Phase, Rated Voltage- 220 V, Head Range- (75 To 110) m. (Variety)Model No.- SUPJ01/20, Bore Size- 100mm, Delivery Size- 32mm, No of Stages- 20, Nominal Duty Point Head- 90 m., Discharge- 0.5 LPS, Overall Efficiency- 29%, Type of Motor- Wet Type (Water Filled), Pole- 2, Category of Motor- B, Type of Duty- S1, Rated Frequency- 50 Hz, Rated Speed- 2760 RPM, Rating- 0.75 kW, Maximum Current- 8.18A, Winding Connection- CSCR, No. of Phase- 1 Phase, Rated Voltage- 220 V, Head Range- (67 To 99) m. (Variety)Model No.- SUPJ01/18, Bore Size- 100mm, Delivery Size- 32mm, No of Stages- 18, Nominal Duty Point Head- 80 m., Discharge- 0.5 LPS, Overall Efficiency- 29, Type of Motor Wet Type (Water Filled), Pole- 2, Category of Motor- B, Type of Duty- S1, Rated Frequency- 50 Hz, Rated Speed- 2760 RPM, Rating- 0.75 kW, Maximum Current- 8.18A, Winding Connection- CSCR, No. of Phase- 1 Phase, Rated Voltage- 220 V, Head Range- (60 To 88) m.(Variety)--- Model SUP4J1/16, SUP4J1/17, SUP4J1/18, SUP4J1/19, SUP4J1/20, SUP4J1/21, SUP4J1/22, SUP4J1/23, SUP4J1/12, SUP4J1/13, SUP4J1/14, SUP4J1/15 comma(Variety)(In the format as per Page Number 9 of PM/IS 8034/1, December 2018) 1 SUP4JA/36 100 32 36 180 0.334 25.5 2770 2.20 19.8 Parallel 1 240 135.0 198.0 2 SUP4JA/40 100 32 40 200 0.334 25.5 2770 2.20 19.8 Parallel 1 240 150.0-220.0 3 SUP4JA/42 100 32 42 210 0.334 25.5 2770 2.20 19.8 Parallel 1 240 157.0-231.0 4 SUP4JB/36 100 32 36 180 0.417 25.75 2770 2.20 19.8 Parallel 1 240 135.0 198.0 5 SUP4JB/40 100 32 40 200 0.417 25.75 2770 2.20 19.8 Parallel 1 240 150.0-220.0 6 SUP4JB/42 100 32 42 210 0.417 25.75 2770 2.20 19.8 Parallel 1 240 157.0-231.0 7 SUP4J1/36 100 32 36 180 0.50 28.5 2780 3.0 25.0 Parallel 1 240 135.0 198.0 8 SUP4J1/40 100 32 40 200 0.50 28.5 2780 3.0 25.0 Parallel 1 240 150.0-220.0 9 SUP4J1/42 100 32 42 210 0.50 28.5 2780 3.0 25.0 Parallel 1 240 157.0-231.0 10 SUP4JS/36 100 32 36 180 0.667 28.8 2780 3.0 25.0 Parallel 1 240 135.0 198.0 11 SUP4JS/40 100 32 40 200 0.667 28.8 2780 3.0 25.0 Parallel 1 240 150.0-220.0 12 SUP4JS/42 100 32 42 210 0.667 28.8 2780 3.0 25.0 Parallel 1 240 157.0-231.0(Variety)-- Model Nos:- SUP4JA/14 SUP4JA/16 SUP4JA/18 SUP4JA/20 SUP4JA/22 SUP4JA/24 SUP4JA/26 SUP4JA/28 SUP4JA/30 SUP4JA/32 SUP4JA/34 SUP4JB/14 SUP4JB/16 SUP4JB/18 SUP4JB/20 SUP4JB/22 SUP4JB/24 SUP4JB/26 SUP4JB/28 SUP4JB/30 SUP4JB/32 SUP4JB/34(Variety)Sup 6 D, 4 stages, 5.5 kw , sup 6 E 4 stage 7.5kw Sup 6D 5 Stages 7.5 kw Sup42 9 Stage, 7.5kw, Sup 6B, 5 Stage,5KW SUP42: 4/3.0KW, 5/3.7KW, 6/4.5 KW, 7/5.5KW, 85.5KW, 9/7.5KW, Sup42 B:6/3.0KW, 7/3.7KW 8/4.5KW, 9/4.5KW,10/5.5KW. Sup 42 SP - 11/9.3KW Sup 4E-23/3.7, 24/3.7,25/3.7KW Sup 4 F 20/3.0KW Sup 6 AS, Sup 4E, Sup42 SP, Sup 6C Sup 4D - 3.0KW/Stages 25-32, 3.7KW STAGE 33-39 Sup4F -3.0/KW/STAGS 16-19,3.7KW/STAGES21-25 SINGLE PHASE SUMERSIBLE PUMPSET 220V, 50Hz, TYPE WET CATEGORY B MODEL Sup 4J STAGES 10-36. SUP4JS/25, SUP4JS/30, SUP4JS/36, SUP4DJ/25, SUP4DJ/30, SUP4DJ/35 1.SUP4JY/18, 18 Stages 2.SUP4JY/20, 20 Stages 3.SUP4JY/25, 25 Stages 4.SUP4JY/30, 30 Stages 5.SUP4JY/32, 32 Stages 6.SUP4JY/34, 34 Stages 7.SUP4JY/36, 36 Stages 8.SUP4JT/22, 22 Stages 9.SUP4JT/25, 25 Stages 10.SUP4JT/30, 30 Stages 11.SUP4JT/36, 36 Stages(Variety)Model No. SUP4JCI/35comma Bore Size - 100mmcomma Delivery Size - 32 mmcomma No of Stages -35 Nominal Duty Point Head -180 mtrcomma Discharge -0.584 lpscomma Overall Efficiency -33.5comma Type of Motor -Wet Typecomma Pole -2comma Category of Motor -B commaType of Duty -S1comma Rated Frequency -50 Hzcomma Rated Speed -2770 RPMcomma Rating -1.5 kW/2.0 H.P.commaMaximum Current -13.8comma Ampscomma Winding Connection -CSCRcomma No.of Phase -SinglePhasecomma Rated Voltage -240VcommaHead Range -135 to 198 mtr.(Variety)Model No. SUP4JCI/34comma Bore Size - 100mmcomma Delivery Size - 32 mmcomma No of Stages -34comma Nominal Duty Point Head -170 mtrcomma Discharge -0.584 lpscomma Overall Efficiency -33.5comma Type of Motor -Wet Typecomma Pole -2comma Category of Motor -BcommaType of Duty -S1comma Rated Frequency -50 Hzcomma Rated Speed -2770 RPMcomma Rating -1.5 kW/2.0 H.P.comma Maximum Current -13.8 Ampscomma Winding Connection -CSCRcomma No.of Phase -Single Phasecomma Rated Voltage -240Vcomma Head Range -127 to 187 mtr.(Variety)Model No.- SUP4JBI/36, Bore Size- 100mm, Delivery Size- 32mm, No of Stages- 36, Nominal Duty Point Head- 200 m., Discharge- 0.417 LPS, Overall Efficiency- 30.6%, Type of Motor- Water cooled (wet), Pole- 2, Category of Motor- B, Type of Duty- S1, Rated Frequency- 50 Hz, Rated Speed- 2770 RPM, Rating- 1.5 kW, Maximum Current- 13.8A, Winding Connection- CSCR, No. of Phase- 1 Phase, Rated Voltage- 240 V, Head Range- (150 To 220) m.(Variety)Model No.- SUP4JBI/34, Bore Size- 100mm, Delivery Size- 32mm, No of Stages- 34, Nominal Duty Point Head- 180 m., Discharge- 0.417 LPS, Overall Efficiency- 31.4%, Type of Motor- Water cooled (wet), Pole- 2, Category of Motor- B, Type of Duty- S1, Rated Frequency- 50 Hz, Rated Speed- 2770 RPM, Rating- 1.5 kW, Maximum Current- 13.8A, Winding Connection- CSCR, No. of Phase- 1 Phase, Rated Voltage- 240 V, Head Range- (135 To 198) m(Variety) Model No.- SUP4JBIS/30, Bore Size- 100mm, Delivery Size- 32mm, No of Stages- 30, Nominal Duty Point Head- 170 m., Discharge- 0.417 LPS, Overall Efficiency- 30.6%, Type of Motor- Water cooled (wet), Pole- 2, Category of Motor- B, Type of Duty- S1, Rated Frequency- 50 Hz, Rated Speed- 2770 RPM, Rating- 1.5 kW, Maximum Current- 13.8A, Winding Connection- CSCR, No. of Phase- 1 Phase, Rated Voltage- 240 V, Head Range- (127 To 187) m(Variety) Model No.- SUP4JBI/32, Bore Size- 100mm, Delivery Size- 32mm, No of Stages- 32, Nominal Duty Point Head- 160 m., Discharge- 0.417 LPS, Overall Efficiency- 29.5%, Type of Motor- Water cooled (wet), Pole- 2, Category of Motor- B, Type of Duty- S1, Rated Frequency- 50 Hz, Rated Speed- 2770 RPM, Rating- 1.1 kW, Maximum Current- 10.5A, Winding Connection- CSCR, No. of Phase- 1 Phase, Rated Voltage- 240 V, Head Range- (120 To 176) m.(Variety)Model No.- SUP4JBI/30, Bore Size- 100mm, Delivery Size- 32mm, No of Stages- 30, Nominal Duty Point Head- 150 m., Discharge- 0.417 LPS, Overall Efficiency- 29.5%, Type of Motor- Water cooled (wet), Pole- 2, Category of Motor- B, Type of Duty- S1, Rated Frequency- 50 Hz, Rated Speed- 2760 RPM, Rating- 1.1 kW, Maximum Current- 10.5A, Winding Connection- CSCR, No. of Phase- 1 Phase, Rated Voltage- 240 V, Head Range- (112 To 165) m.(Variety)Model No.- SUP4JBI/28, Bore Size- 100mm, Delivery Size- 32mm, No of Stages- 28, Nominal Duty Point Head- 140 m., Discharge- 0.417 LPS, Overall Efficiency- 29.5%, Type of Motor- Water cooled (wet), Pole- 2, Category of Motor- B, Type of Duty- S1, Rated Frequency- 50 Hz, Rated Speed- 2760 RPM, Rating- 1.1 kW, Maximum Current- 10.5A, Winding Connection- CSCR, No. of Phase- 1 Phase, Rated Voltage- 240 V, Head Range- (105 To 154) m.(Variety)Model No.- SUP4JBI/25, Bore Size- 100mm, Delivery Size- 32mm, No of Stages- 25, Nominal Duty Point Head- 120 m., Discharge- 0.417 LPS, Overall Efficiency- 28.4%, Type of Motor- Water cooled (wet), Pole- 2, Category of Motor- B, Type of Duty- S1, Rated Frequency- 50 Hz, Rated Speed- 2760 RPM, Rating- 0.75 kW, Maximum Current- 7.5A, Winding Connection- CSCR, No. of Phase- 1 Phase, Rated Voltage- 240 V, Head Range- (90 To 132) m.(Variety)Model No.- SUP4JBI/22, Bore Size- 100mm, Delivery Size- 32mm, No of Stages- 22, Nominal Duty Point Head- 100 m., Discharge- 0.417 LPS, Overall Efficiency- 28.4%, Type of Motorâ€“ Water cooled (wet), Pole- 2, Category of Motor- B, Type of Duty- S1, Rated Frequency- 50 Hz, Rated Speed- 2760 RPM, Rating- 0.75 kW, Maximum Current- 7.5A, Winding Connection- CSCR, No. of Phase- 1 Phase, Rated Voltage- 240 V, Head Range- (75 To 110) m.(Variety) Model No.- SUP4JCI/38, Bore Size- 100mm, Delivery Size- 32mm, No of Stages- 38, Nominal Duty Point Head- 200 m., Discharge- 0.584 LPS, Overall Efficiency- 35.3%, Type of Motor- Water cooled (wet), Pole- 2, Category of Motor- B, Type of Duty- S1, Rated Frequency- 50 Hz, Rated Speed- 2770 RPM, Rating- 2.2 kW, Maximum Current- 19.8A, Winding Connection- CSCR, No. of Phase- 1 Phase, Rated Voltage- 240 V, Head Range- (150 To 220) m.(Variety) Model No.- SUP4JCI/35, Bore Size- 100mm, Delivery Size- 32mm, No of Stages- 35, Nominal Duty Point Head- 180 m., Discharge- 0.584 LPS, Overall Efficiency- 33.5%, Type of Motor- Water cooled (wet), Pole- 2, Category of Motor- B, Type of Duty- S1, Rated Frequency- 50 Hz, Rated Speed- 2770 RPM, Rating- 1.5 kW, Maximum Current- 13.8A, Winding Connection- CSCR, No. of Phase- 1 Phase, Rated Voltage- 240 V, Head Range- (135 To 198) m.(Variety)Model No.- SUP4JCI/34, Bore Size- 100mm, Delivery Size- 32mm, No of Stages- 34, Nominal Duty Point Head- 170 m., Discharge- 0.584 LPS, Overall Efficiency- 33.5%, Type of Motor- Water cooled (wet), Pole- 2, Category of Motor- B, Type of Duty- S1, Rated Frequency- 50 Hz, Rated Speed- 2770 RPM, Rating- 1.5 kW, Maximum Current- 13.8A, Winding Connection- CSCR, No. of Phase- 1 Phase, Rated Voltage- 240 V, Head Range- (127 To 187) m(Variety)Model No.- SUP4JCI/32, Bore Size- 100mm, Delivery Size- 32mm, No of Stages- 32, Nominal Duty Point Head- 160 m., Discharge- 0.584 LPS, Overall Efficiency- 33.5%, Type of Motor- Water cooled (wet), Pole- 2, Category of Motor- B, Type of Duty- S1, Rated Frequency- 50 Hz, Rated Speed- 2770 RPM, Rating- 1.5 kW, Maximum Current- 13.8A, Winding Connection- CSCR, No. of Phase- 1 Phase, Rated Voltage- 240 V, Head Range- (120 To 176) m.(Variety)Model No.- SUP4JCI/30, Bore Size- 100mm, Delivery Size- 32mm, No of Stages- 30, Nominal Duty Point Head- 150 m., Discharge- 0.584 LPS, Overall Efficiency- 33.5%, Type of Motor- Water cooled (wet), Pole- 2, Category of Motor- B, Type of Duty- S1, Rated Frequency- 50 Hz, Rated Speed- 2770 RPM, Rating- 1.5 kW, Maximum Current- 13.8A, Winding Connection- CSCR, No. of Phase- 1 Phase, Rated Voltage- 240 V, Head Range- (112 To 165) m.(Variety) Model No.- SUP4JCI/28, Bore Size- 100mm, Delivery Size- 32mm, No of Stages- 28, Nominal Duty Point Head- 140 m., Discharge- 0.584 LPS, Overall Efficiency- 33.5%, Type of Motor- Water cooled (wet), Pole- 2, Category of Motor- B, Type of Duty- S1, Rated Frequency- 50 Hz, Rated Speed- 2770 RPM, Rating- 1.5 kW, Maximum Current- 13.8A, Winding Connection- CSCR, No. of Phase- 1 Phase, Rated Voltage- 240 V, Head Range- (105 To 154) m.(Variety) Model No.- SUP4JCI/25, Bore Size- 100mm, Delivery Size- 32mm, No of Stages- 25, Nominal Duty Point Head- 120 m., Discharge- 0.584 LPS, Overall Efficiency- 31.6%, Type of Motor- Water cooled (wet), Pole- 2, Category of Motor- B, Type of Duty- S1, Rated Frequency- 50 Hz, Rated Speed- 2760 RPM, Rating- 1.1 kW, Maximum Current- 10.5A, Winding Connection- CSCR, No. of Phase- 1 Phase, Rated Voltage- 240 V, Head Range- (90 To 132) m.(Variety)Model No.- SUP4JCI/20, Bore Size- 100mm, Delivery Size- 32mm, No of Stages- 20, Nominal Duty Point Head- 100 m., Discharge- 0.584 LPS, Overall Efficiency- 31.6, Type of Motor Water cooled (wet), Pole- 2, Category of Motor- B, Type of Duty- S1, Rated Frequency- 50 Hz, Rated Speed- 2760 RPM, Rating- 1.1 kW, Maximum Current- 10.5A, Winding Connection- CSCR, No. of Phase- 1 Phase, Rated Voltage- 240 V, Head Range- (75 To 110) m.(Variety)Model No. SUP4JCI/38comma Bore Size - 100mmcomma Delivery Size - 32 mmcomma No of Stages -38comma Nominal Duty Point Head -200 mtrcomma Discharge -0.584 lpscomma Overall Efficiency -35.3comma Type of Motor -Wet Typecomma Pole -2comma Category of Motor -Bcomma Type of Duty -S1comma Rated Frequency -50 Hzcomma Rated Speed -2770 RPMcomma Rating -2.2 kW/3.0 H.P.comma Maximum Current -19.8 Ampscomma Winding Connection -CSCRcomma No.of Phase -Single Phasecomma Rated Voltage -240Vcomma Head Range -150 to 220 mtr.(Variety)Model No. SUP4JCI/32comma Bore Size - 100mmcomma Delivery Size - 32 mmcomma No of Stages -32comma Nominal Duty Point Head -160 mtrcomma Discharge -0.584 lpscomma Overall Efficiency -33.5comma Type of Motor -Wet Typecomma Pole -2 Category of Motor -Bcomma Type of Duty -S1comma Rated Frequency -50 Hzcomma Rated Speed -2770 RPMcomma Rating -1.5 kW/2.0 H.P.comma Maximum Current -13.8 Ampscomma Winding Connection -CSCRcomma No.of Phase -Single Phasecomma Rated Voltage -240Vcomma Head Range -120 to 176 mtr.(Variety)Model SUPJ05/22, Size Bore - 100 mm, Size Delivery 32 mm comma No of Stages 22, Nominal Duty Point Head 100 m comma Discharge 0.5 lps, Overall Efficiency 30.9 Percent , Type of Motor - CSCR Wet type (water Filled ), Pole 2, Category of Motor B, Type of Duty - S1, Rated Frequency 50 Hz comma Rated Speed 2760 RPM, Rating 1.1 kW, Maximum Current 10.5 A comma Winding Connection NA ,No of Phases - 1 Rated Voltage - 240 V, Head Range 75 to 110 m .(Variety) Model SUPJ05/29, Size Bore - 100 mm, Size Delivery 32 mm comma No of Stages 29, Nominal Duty Point Head 140 m comma Discharge 0.5 lps, Overall Efficiency 32.8 Percent , Type of Motor - CSCR Wet type (water Filled ), Pole 2, Category of Motor B, Type of Duty - S1, Rated Frequency 50 Hz comma Rated Speed 2770 RPM, Rating 1.5 kW, Maximum Current 13.8 A comma Winding Connection NA ,No of Phases - 1 Rated Voltage - 240 V, Head Range 105 to 154 m(Variety) Model SUPJ05/30, Size Bore - 100 mm, Size Delivery 32 mm comma No of Stages 30, Nominal Duty Point Head 150 m comma Discharge 0.5 lps, Overall Efficiency 32.8 Percent , Type of Motor - CSCR Wet type (water Filled ), Pole 2, Category of Motor B, Type of Duty - S1, Rated Frequency 50 Hz comma Rated Speed 2770 RPM, Rating 1.5 kW, Maximum Current 13.8 A comma Winding Connection NA ,No of Phases - 1 Rated Voltage - 240 V, Head Range 112 to 165 m.(Variety)Model SUPJ05/22 , Size Bore - 100 mm, Size Delivery 32 mm comma No of Stages 22, Nominal Duty Point Head 100 m comma Discharge 1.0 lps, Overall Efficiency 36.4 Percent , Type of Motor - CSCR Wet type (water Filled ), Pole 2, Category of Motor B, Type of Duty - S1, Rated Frequency 50 Hz comma Rated Speed 2770 RPM, Rating 1.5 kW, Maximum Current 13.8 A comma Winding Connection NA ,No of Phases - 1 Rated Voltage - 240 V, Head Range 75 to 110 m.(Variety) Model SUPJ05/35 , Size Bore - 100 mm, Size Delivery 32 mm comma No of Stages 35, Nominal Duty Point Head 180 m comma Discharge 0.5 lps, Overall Efficiency 32.1 Percent , Type of Motor - CSCR Wet type (water Filled ), Pole 2, Category of Motor B, Type of Duty - S1, Rated Frequency 50 Hz comma Rated Speed 2770 RPM, Rating 1.5 kW, Maximum Current 13.8 A comma Winding Connection NA ,No of Phases - 1 Rated Voltage - 240 V, Head Range 135 to 198 m.(Variety) Model SUPJ05/38 , Size Bore - 100 mm, Size Delivery 32 mm comma No of Stages 38, Nominal Duty Point Head 200 m comma Discharge 0.5 lps, Overall Efficiency 32.1 Percent , Type of Motor - CSCR Wet type (water Filled ), Pole 2, Category of Motor B, Type of Duty - S1, Rated Frequency 50 Hz comma Rated Speed 2770 RPM, Rating 1.5 kW, Maximum Current 13.8 A comma Winding Connection NA ,No of Phases - 1 Rated Voltage - 240 V, Head Range 150 to 220 m.(Variety)Model SUP4DS/22 , Size Bore - 100 mm, Size Delivery 32 mm comma No of Stages 22, Nominal Duty Point Head 100 m comma Discharge 1.0 lps, Overall Efficiency 36.4 Percent , Type of Motor - CSCR Wet type (water Filled ), Pole 2, Category of Motor B, Type of Duty - S1, Rated Frequency 50 Hz comma Rated Speed 2770 RPM, Rating 1.5 kW, Maximum Current 13.80 A comma Winding Connection NA ,No of Phases - 1 Rated Voltage - 240 V, Head Range 75 to 110 m. | Super | Medium
15-16 B IDUSTRIAL AREA GOVINPURA BHOPAL,BHOPAL
7 | 8672392 | Sangam Pumps Pvt. Ltd. |  | INDORE | MADHYA PRADESH |  |  | 2025-10-31 | Operative | 415V 30 50Hz star connection Insulation class B, Model SP 64/10, Size 150x50 220V, Single Phase 50Hz, CS O CR connection Class of Insulation B, Model SP-112 and SR-110, Size 100x32(Variety)Model No.- SPX237, Bore Size- 100mm, Delivery Size- 32 mm, No of Stages- 37, Nominal Duty Point Head- 170 m, Discharge- 0.5 lps, Overall Efficiency- 32.8 , Type of Motor- Wet Type(Water Filled), Pole- 2, Category of Motor- B, Type of Duty- S1, Rated Frequency- 50 Hz, Rated Speed- 2770 RPM, Rating- 1.5 kW, Maximum Current- 13.5 A, Winding Connection- CSCR , No. of Phase- 1 Phase, Rated Voltage- 240 V, Head Range- (127 To 187) m(Variety)Single phase 240 V Size 100 mm 50 Hz Duty S1 Category B 2 Pole Wet type water cooled Electric Motor Capacitor Start and Capacitor Run type Model SPX234(Variety)Single phase 240 V Size 100 mm 50 Hz Duty S1 Category B 2 Pole Wet type water cooled Electric Motor Capacitor Start and Capacitor Run type Model SPX232(Variety)Single phase 240 V Size 100 mm 50 Hz Duty S1 Category B 2 Pole Wet type water cooled Electric Motor Capacitor Start and Capacitor Run type Model SPX235(Variety)Single phase 240 V Size 100 mm 50 Hz Duty S1 Category B 2 Pole Wet type water cooled Electric Motor Capacitor Start and Capacitor Run type Model SPX1522(Variety)Single phase 240 V Size 100 mm 50 Hz Duty S1 Category B 2 Pole Wet type water cooled Electric Motor Capacitor Start and Capacitor Run type Model SPXX1526(Variety)Single phase 240 V Size 100 mm 50 Hz Duty S1 Category B 2 Pole Wet type water cooled Electric Motor Capacitor Start and Capacitor Run type Model SPX1520(Variety)Single phase 240 V Size 100 mm 50 Hz Duty S1 Category B 2 Pole Wet type water cooled Electric Mo6tor Capacitor Start and Capacitor Run type Model SPX1526 | SANGAM | Small
PLOT NO. 240, SECTOR E, INDUSTRIAL AREA, SANWER ROAD,INDORE
8 | 2571255 | N. K. Water Solution |  | NEW DELHI | DELHI |  |  | 2025-03-31 | Operative | Model No: NKO 410, Rating - 0.75 kW, Duty Head - 38m, Duty Discharge - 1.0 lps, No. of stages - 10, Winding Connection - CSR, Wet type - Oil filled (other details at Annex-I)(Variety)Model No: NKO 415, Rating - 1.1 kW, Duty Head - 56m, Duty Discharge - 1.0 lps, No. of stages - 15, Winding Connection - CSR, Wet type - Oil filled (other details at Annex-I) |  | Micro
PLOT NO C-6, KHASRA NO. 64/11/1, CHANDAN VIHAR, NANGLOI,
9 | 3030731 | Multi Technocrates Industrial |  | NEW DELHI | DELHI |  |  | 2025-06-30 | Operative | Model No: V44-8, Rating - 0.75 kW, Duty Head - 30m, Duty Discharge - 1.0 lps, No. of stages - 8, Winding Connection - CSR, Wet type - Oil filled (other details at Annex-I)(Variety)Model No: V44-10, Rating - 0.75 kW, Duty Head - 40m, Duty Discharge - 1.0 lps, No. of stages - 10, Winding Connection - CSR, Wet type - Oil filled (other details at Annex-I)(Variety)Model No: V44-15, Rating - 1.1 kW, Duty Head - 58m, Duty Discharge - 1.0 lps, No. of stages - 15, Winding Connection - CSR, Wet type - Oil filled (other details at Annex-I)(Variety)Model No: MTW410, Rating - 0.75 kW, Duty Head - 38m, Duty Discharge - 1.0 lps, No. of stages - 10, Winding Connection - CSR, Wet type - Water filled (other details at Annex-I)(Variety)Model No: MTW415, Rating - 1.1 kW, Duty Head - 58m, Duty Discharge - 1.0 lps, No. of stages - 15, Winding Connection - CSR, Wet type - Water filled (other details at Annex-I) | Accord | Micro
5A/95A, VISHNU GARDEN EXTN.,DELHI
10 | 2689076 | Satti Electricals |  | NORTH WEST DELHI | DELHI |  |  | 2025-05-31 | Operative | Model No: SE 415, Rating - 1.1 kW, Duty Head - 55m, Duty Discharge - 0.9lps, No. of stages - 15, Winding Connection - CSR, Wet type - Oil filled (other details at Annex-I)(Variety)Model No: SE 410, Rating - 0.75 kW, Duty Head - 38m, Duty Discharge - 0.9lps, No. of stages - 10, Winding Connection - CSR, Wet type - Oil filled (other details at Annex-I) |  | Micro
B-1, HARI ENCLAVE, NEAR E-3, GURUDWARA, SULTANPURI ,
11 | 3271955 | A K Electricals (India) |  | CENTRAL DELHI | DELHI |  |  | 2026-01-31 | Operative | 1) Model-TMO- 104, 15STG/1.5H.P, Motor: oil filled (Wet) , frequencyy-50Hz, Category-B, Duty-S1 continuous, Bore Size-100mm, Delivery Size-32mm, No of stage-15, Head -55m, Nominal Discharge-1.00lps, Overall Eff-25%, Rated Speed (Nominal)-2740rpm, Rating-1.1kW, Max current-12A, Winding connection-PARALLEL, No of phase-single, rated volatge-230V, Max leakage current-50mA, Min submergance-1m. 2) Model-TMO- 104, 10STG/1H.P, Motor: oil filled (Wet) , frequencyy-50Hz, Category-B, Duty-S1 continuous, Bore Size-100mm, Delivery Size-32mm, No of stage-10, Head -38m, Nominal Discharge-1.00lps, Overall Eff-24%, Rated Speed (Nominal)-2740rpm, Rating-0.75kW, Max current-7.5A, Winding connection-PARALLEL, No of phase-single, rated volatge-230V, Max leakage current-50mA, Min submergance-0.85m. | Turbomax, Pressure King(Brand)Zatak(Brand)Turbomax Tri(Brand)Pressure King PRG(Brand)Rajprakash(Brand)Debut(Brand)Prokissan(Brand)AQUA CLUB(Brand)BRAND NAME (Brand)TURBOMAX TRI | Micro
KHASRA NO. 674, NAWADA INDUSTRIAL AREA, UTTAM NAGAR,
12 | 8798822 | Jaggi Industries |  | SOUTH WEST DELHI | DELHI |  |  | 2025-03-31 | Operative | Model SSP 72, Sizes 100 x 32mm, Motor rating 0.75 kW, Head at Nominal Duty Point - 45m, Discharge at Nominal Duty Point 0.9 l/s, Overall effeciency 26%, Head Range 33 to 50 m, Rated Speed 2800 rpm, Rated Voltage 240 V, Rated Freequency 50Hz, Type of duty S1, Max. Current 6.5A, Leakage Current 210 uA, Direction of Rotation Anticlockwise, Single Phase, Capastor Start & Run Type, Min. Submergence 400mm, Catagory B, Wet Type (Oil Filled), Full Load Torque 2.56 Nm, Radial Flow, Motor Effeciency 35%, Impeller Non-metallic | Dimond | Small
B-62, MAYAPURI INDL. AREA PHASE-II,
13 | 8800981 | Perteek Engineering Works |  | WEST DELHI | DELHI |  |  | 2025-03-31 | Operative | Submersible Pumpset: Model: SOF410 SOF407 Minimum Bore Sizes (mm): 100 100 Delivery Size(mm) 32 32 Motor Rating (kW): 0.75 0.56 No. of Stage: 10 7 Head at nominal duty point(m): 39 28 Discharge at nominal duty point(l/s): 1.00 1.00 Overall effeciency %:25 22 Rated Speed (rpm): 2750 2780 Maximum current(A): 6.5 5.5 Rated Voltage with variation(V): 220 +6% 220+6% -15% -15% Rated freequency(Hz):50 50 Tupe of Duty: S1 S1 No. of phase: Single Single Head range (m): 30-43, 21-30.8 Class of insulation:B B As given in enclosed Annex-I to Yellow Form As per annex 2 | Perteek(Brand)CRB(Brand)M Mridu Pumps(Brand)Aqua Gold | Micro
6/2,(7A), INDUSTRIAL AREA, KIRTI NAGAR,
14 | 8886314 | Servo Pumps Private Limited |  | CENTRAL DELHI | DELHI |  |  | 2025-12-31 | Operative | Model No: SPOF 408, Rating - 0.75 kW, Duty Head - 32m, Duty Discharge - 1.0 lps, No. of stages - 8, Winding Connection - CSR, Wet type - Oil filled (other details at Annex-I)(Variety)Model No: SPOF 410, Rating - 0.75 kW, Duty Head - 38m, Duty Discharge - 1.0 lps, No. of stages - 10, Winding Connection - CSR, Wet type - Oil filled (other details at Annex-I)(Variety)Model No: SPOF 415, Rating - 1.1 kW, Duty Head - 56m, Duty Discharge - 1.0 lps, No. of stages - 15, Winding Connection - CSR, Wet type - Oil filled (other details at Annex-I)(Variety)Model No: SPWF 415, Rating - 1.1 kW, Duty Head - 60m, Duty Discharge - 0.96 lps, No. of stages - 15, Winding Connection - CSR, Wet type - Water filled (other details at Annex-I) | ORCAM(Brand)Marco | Micro
C-30,SECTOR-5 DSIDC,BAWANA,
15 | 9593506 | Mapple Pumps Private Limited |  | CENTRAL DELHI | DELHI |  |  | 2025-04-30 | Operative | Model No: PPW-410, Rating - 0.75 kW, Duty Head - 40m, Duty Discharge - 1 lps, No. of stages - 10, Winding Connection - CSR, Wet type - Water filled (other details at Annex-I)(Variety)Model No: PPW-415, Rating - 1.1 kW, Duty Head - 60m, Duty Discharge - 1 lps, No. of stages - 15, Winding Connection - CSR, Wet type - Water filled (other details at Annex-I)(Variety)Model No: PPO-410, Rating - 0.75 kW, Duty Head - 39m, Duty Discharge - 1 lps, No. of stages - 10, Winding Connection - CSR, Wet type - Oil filled (other details at Annex-I)(Variety)Model No: PPO-415, Rating - 1.1 kW, Duty Head - 60m, Duty Discharge - 0.75 lps, No. of stages - 15, Winding Connection - CSR, Wet type - Oil filled (other details at Annex-I) | Polter, Vank, Nalson, Lifter, Ashirwad,Shagun | Small
A-222/1, NANGLI SAKRAWATI ,NEW DELHI
16 | 8100136706 | MUSKAN ENTERPRISES |  | WEST DELHI | DELHI |  |  | 2025-05-01 | Operative | ME414, Bore-100mm, Delivery-32 mm, 14 Stages,?Head-56 m,?Discharege-1 lps, Overall efficiency-26.5%, Rated speed-2790?rpm,?Rating-1.1 kW, Maximum current-10.0 A, Single phase, Rated?voltage-220?V, Head range 42-62 m, 2-pole, CSR, B-Category, Duty-S1,?Rated?frequency-50 Hz(Variety)ME412, Bore-100mm, Delivery-32 mm, 12 Stages,?Head-48?m, Discharege-1 lps, Overall efficiency-26.5%, Rated speed-2790?rpm,?Rating-1.1 kW, Maximum current-9.5 A, Single phase, Rated?voltage-220 V,?Head range 36-53 m, 2-pole, CSR, B-Category, Duty-S1,?Rated frequency-50?Hz(Variety)ME410, Bore-100mm, Delivery-32 mm, 10 Stages, Head-40?m,?Discharege-1 lps, Overall efficiency-25%, Rated speed-2790?rpm,?Rating-0.75 kW, Maximum current-7.3 A, Single phase, Rated?voltage-220?V, Head range 30-44 m, 2-pole, CSR, B-Category, Duty-S1,?Rated?frequency-50 Hz(Variety)ME408, Bore-100mm, Delivery-32 mm, 8 Stages, Head-32 m,?Discharege-1?lps, Overall efficiency-25%, Rated speed-2790 rpm,?Rating-0.75 kW,?Maximum current-7.0 A, Single phase, Rated voltage-220?V, Head range?24-36 m, 2-pole, CSR, B-Category, Duty-S1, Rated?frequency-50 Hz | SHEK(Brand)BOLTER PUMP(Brand)TASALLI PUMP(Brand)BANNA PUMP | Micro
A-16, PRABHU DAYAL SHOP GODOWN,SWARN PARK, NEAR METRO PILLAR NO. 483,MUNDKA
17 | 8530085822 | SRB PUMPS (INDIA) |  | SONIPAT | HARYANA |  |  | 2025-04-30 | Operative | 1) Model-SRBW-1806, Size (mm) Bore-100 Delivery-50 No. of Sages-6 Nominal Duty Point- Head (m)18, Discharge (lps) 3.75, Overall Efficiency (%) 30.16 Type of Motor: Wet Type Water Filled, Capacitor start and Run, No of poles 2 Category of Motor: B Type of Duty: S1 ,Rated Frequency: 50, Rated Speed (rpm)2770, Rating (kW)-1.5kW, Maximum Current (A)14, Winding Connection- CSCR, No. of Phases-1, Rated Voltage (V)-220, Head Range (m)-13.0-20.0 2)Model- SRBW-415 , Size (mm) Bore- 100 Delivery-32 No. of Sages- 15 Nominal Duty Point- Head (m) -57 Discharge (lps)-0.9 ,Overall Efficiency (%)-24.5 , Type of Motor: Wet Type Water Filled, Capacitor start and Run, No of poles 2 Category of Motor: B Type of Duty: S1 ,Rated Frequency: 50, Rated Speed (rpm) -2760, Rating (kW)-1.1 Maximum Current (A)-11.45 Winding Connection- CSCR, No. of Phases-1, Rated Voltage (V)-220 Head Range (m)- 42.0-63.0 3)Model- SRBW-408 , Size (mm) Bore-100 Delivery-32 No. of Sages-8 Nominal Duty Point- Head (m) -30.4 Discharge (lps)-0.9 Overall Efficiency (%)-21 Type of Motor: Wet Type Water Filled, Capacitor start and Run, No of poles 2 Category of Motor: B Type of Duty: S1 ,Rated Frequency: 50, Rated Speed (rpm)-2750 Rating (kW)-0.55 Maximum Current (A)-6.75 Winding Connection- CSCR, No. of Phases-1, Rated Voltage (V)-220 Head Range (m)- 22.0-34.0 4)Model- SRBW-410 , Size (mm) Bore-100 Delivery- 32 No. of Sages- 10 Nominal Duty Point- Head (m) -38.0 Discharge (lps)-0.9 Overall Efficiency (%) -23 Type of Motor: Wet Type Water Filled, Capacitor start and Run, No of poles 2 Category of Motor: B Type of Duty: S1 ,Rated Frequency: 50, Rated Speed (rpm)-2760 Rating (kW)-0.75 Maximum Current (A)-8 Winding Connection- CSCR, No. of Phases-1, Rated Voltage (V)-220 Head Range (m)- 28.0-42.0 5)Model- SRBW-407 , Size (mm) Bore- 100 Delivery- 32 No. of Sages- 7 Nominal Duty Point- Head (m) -26.6 Discharge (lps)-0.9 Overall Efficiency (%)-20 Type of Motor: Wet Type Water Filled, Capacitor start and Run, No of poles 2 Category of Motor: B Type of Duty: S1 ,Rated Frequency: 50, Rated Speed (rpm)-2740 Rating (kW)-0.37 Maximum Current (A) -5.78 Winding Connection- CSCR, No. of Phases-1, Rated Voltage (V)-220 Head Range (m)- 19.0-31.0(Variety)Model- SRBW-1809, Size (mm)- Bore-100mm, Delivery- 50mm, No. of Stages- 9, Nominal Duty Point- Head (m)- 27, Discharge (lps)- 3.75, Overall Efficiency (%)- 32.48, Type of motor- wet type, water filled, capacitor start and run induction motor, No of poles-2, water cooled, Category of Motor: B, Type of Duty: S1, Rated Frequency-50Hz, Rated Speed (rpm)- 2770, Rating (kW)- 2.2, Maximum Current (A)- 19.50, Winding Connection- CSCR, No. of Phases- 1, Rated Voltage (V)- 220, Head Range (m)- 20-30(Variety)Model- SRBW-520, Size (mm)- Bore-100mm, Delivery- 40mm, No. of Stages- 20, Nominal Duty Point- Head (m)- 80, Discharge (lps)- 1.15, Overall Efficiency (%)- 28.56, Type of motor- wet type, water filled, capacitor start and run induction motor, No of poles-2, water cooled, Category of Motor: B, Type of Duty: S1, Rated Frequency-50Hz, Rated Speed (rpm)- 2770, Rating (kW)- 2.2, Maximum Current (A)- 19.50, Winding Connection- CSCR, No. of Phases- 1, Rated Voltage (V)- 220, Head Range (m)- 60-88(Variety)Model- SRBW-425, Size (mm)- Bore-100mm, Delivery- 32mm, No. of Stages- 25, Nominal Duty Point- Head (m)- 95, Discharge (lps)- 0.9, Overall Efficiency (%)- 28, Type of motor- wet type, water filled, capacitor start and run induction motor, No of poles-2, water cooled, Category of Motor: B, Type of Duty: S1, Rated Frequency-50Hz, Rated Speed (rpm)- 2770, Rating (kW)- 2.2, Maximum Current (A)- 19.50, Winding Connection- CSCR, No. of Phases- 1, Rated Voltage (V)- 220, Head Range (m)- 71-105 | SRB | Small
E-4 INDUSTRIAL AREA,SONIPAT,INDUSTRIAL AREA SONIPAT
18 | 8007862 | Rockwell Pumps & Motors |  | GHAZIABAD | UTTAR PRADESH |  |  | 2026-01-31 | Operative |  |  | Small
19 | 8700101208 | UMASHAKTI ELECTRICALS |  | GHAZIABAD | UTTAR PRADESH |  |  | 2026-01-26 | Operative |  |  | Medium
20 | 8447789 | WPIL LTD. |  | GHAZIABAD | UTTAR PRADESH |  |  | 2025-08-31 | Operative |  |  | Medium
21 | 8700163820 | Chandra Pumps Private Limited |  | MEERUT | UTTAR PRADESH |  |  | 2026-01-07 | Operative |  |  | Small
22 | 8204056 | TRIVENI PUMPS PVT. LTD. |  | JAIPUR | RAJASTHAN |  |  | 2025-07-15 | Operative |  |  | Small
23 | 8832388 | KHOWAL SUBMERSIBLE VALOUR PUMPS |  | JAIPUR | RAJASTHAN |  |  | 2025-06-30 | Operative |  |  | Micro
24 | 9300093914 | SAISON INDUSTRIES |  | LUCKNOW | UTTAR PRADESH |  |  | 2025-03-25 | Operative |  |  | Small
25 | 8945506 | Jainson Electrical Pumps |  | GWALIOR | MADHYA PRADESH |  |  | 2025-06-30 | Operative |  |  | Micro
26 | 9300083515 | PRAKASH AGRICULTURALAL INDUSTRIES PRIVATE LIMITED |  | AGRA | UTTAR PRADESH |  |  | 2025-06-10 | Operative |  |  | Medium
27 | 8584601 | SURYA KIRAN ENGG. WORKS (P) Ltd. |  | GAUTAM BUDDH NAGAR | UTTAR PRADESH |  |  | 2025-07-31 | Operative |  |  | Micro
28 | 8200099911 | Madaan Biogreen Pvt ltd |  | BHIND | MADHYA PRADESH |  |  | 2025-08-31 | Operative |  |  | Micro
29 | 9300074716 | SHAKTI ENGINEERING INDUSTRIES |  | AGRA | UTTAR PRADESH |  |  | 2025-08-27 | Operative |  |  | Micro
30 | 9300019809 | AGARWAL SONS |  | AGRA | UTTAR PRADESH |  |  | 2025-02-28 | Operative |  |  | Micro
31 | 5200097503 | Jharana Industries Private Limited |  | CUTTACK | ODISHA |  |  | 2025-08-05 | Operative |  |  | Medium
32 | 8174578 | SHRIVA PUMPS PVT LTD. |  | RAIPUR | CHHATTISGARH |  |  | 2025-12-15 | Operative |  |  | Micro
33 | 8471180 | CHOUDHARY ELECTRONICS & CO |  | BILASPUR | CHHATTISGARH |  |  | 2025-02-28 | Operative |  |  | Micro
34 | 8558697 | GUPTA AGRO IMPLIMENTS |  | RAIPUR | CHHATTISGARH |  |  | 2025-08-31 | Operative |  |  | Medium
35 | 9919106 | Seerex Pumps (P) Ltd., |  | SHAHID BHAGAT SINGH NAGAR | PUNJAB |  |  | 2025-03-31 | Operative |  |  | Micro
36 | 9700223670 | M S D SUBMERSIBLE PUMPS |  | SANGRUR | PUNJAB |  |  | 2025-06-10 | Operative |  |  | Micro
37 | 9070874 | G.S. AGRICULTURE INDUSTRIES |  | HOSHIARPUR | PUNJAB |  |  | 2025-11-30 | Operative |  |  | Small
38 | 8300120398 | M. R. Engineering Works |  | UDHAM SINGH NAGAR | UTTARAKHAND |  |  | 2025-05-01 | Operative |  |  | Micro
39 | 9512401416 | SHETAL INDUSTRIES |  | FARIDABAD | HARYANA |  |  | 2026-02-27 | Operative |  |  | Micro
40 | 9512466521 | SKOPE PRODUCTS PVT. LTD. |  | FARIDABAD | HARYANA |  |  | 2025-06-26 | Operative |  |  | Medium
41 | 9427889 | Rathi Pumps (P) Ltd. |  | JHAJJAR | HARYANA |  |  | 2025-04-30 | Operative |  |  | Small
42 | 2640046 | Yuvraj Industries |  | FARIDABAD | HARYANA |  |  | 2025-10-31 | Operative |  |  | Micro
43 | 9638502 | Super Mechanical Works |  | FARIDABAD | HARYANA |  |  | 2025-11-30 | Operative |  |  | Micro
44 | 9512474621 | R. K. PUMPS |  | FARIDABAD | HARYANA |  |  | 2025-03-23 | Operative |  |  | Micro
45 | 2079554 | B.S Pumps (P) Ltd. |  | GURGAON | HARYANA |  |  | 2026-02-28 | Operative |  |  | Medium
46 | 4814063 | S & P Enterprises |  | FARIDABAD | HARYANA |  |  | 2025-07-31 | Operative |  |  | Micro
47 | 9630886 | Satnam Motors |  | FARIDABAD | HARYANA |  |  | 2025-10-31 | Operative |  |  | Micro
48 | 9462992 | Singla Motors Private Limited |  | KARNAL | HARYANA |  |  | 2025-03-31 | Operative |  |  | Small
49 | 9942303 | ENOVA PUMPS |  | KARNAL | HARYANA |  |  | 2025-06-30 | Operative |  |  | Medium
50 | 9980917 | KISSAN PUMPS |  | KARNAL | HARYANA |  |  | 2026-02-28 | Operative |  |  | Medium
51 | 9172175 | ANIL PUMPS (P) LTD. |  | KARNAL | HARYANA |  |  | 2025-04-30 | Operative |  |  | Small
52 | 4840064 | CROWN GRIP PUMPS PVT.LTD. |  | KAITHAL | HARYANA |  |  | 2026-01-31 | Operative |  |  | Medium
53 | 9116973 | HINDUSTAN PUMPS AND ELECTRICAL ENGINEERING PVT. LTD. |  | KARNAL | HARYANA |  |  | 2025-06-30 | Operative |  |  | Small
54 | 9333880 | OSWAL PUMPS LTD. |  | KARNAL | HARYANA |  |  | 2025-05-31 | Operative |  |  | Medium
55 | 4812665 | LAOSONS ELECTRONICS. |  | KARNAL | HARYANA |  |  | 2025-07-31 | Operative |  |  | Micro
56 | 9841802 | KABIR ENGINEERING WORK |  | KURUKSHETRA | HARYANA |  |  | 2026-02-28 | Operative |  |  | Micro
57 | 9656403 | Gagan Submersible Pumps, |  | AMRITSAR | PUNJAB |  |  | 2025-03-31 | Operative |  |  | Micro
58 | 9626693 | TEXLA PUMPS HI-POWER INDUSTRIES |  | AMRITSAR | PUNJAB |  |  | 2025-09-30 | Operative |  |  | Micro
59 | 9417785 | KALSI METAL WORKS P. LTD |  | JALANDHAR | PUNJAB |  |  | 2026-02-28 | Operative |  |  | Small
60 | 9418787 | Kalsi Engineers Pvt. Ltd. |  | JALANDHAR | PUNJAB |  |  | 2026-02-28 | Operative |  |  | Small
61 | 9900024469 | JAGDISH INDUSTRIAL CORPORATION |  | AMRITSAR | PUNJAB |  |  | 2025-08-27 | Operative |  |  | Micro
62 | 9577205 | VIRDI MOTORS PVT LTD |  | AMRITSAR | PUNJAB |  |  | 2026-02-28 | Operative |  |  | Micro
63 | 9700015013 | S.P ELECTRICAL &MECHANICAL WORKS |  | AMRITSAR | PUNJAB |  |  | 2025-10-31 | Operative |  |  | Small
64 | 9603984 | GURU NANAK ENGG & ELECTRIC WORKS |  | AMRITSAR | PUNJAB |  |  | 2025-06-30 | Operative |  |  | Micro
65 | 9617490 | Arun Brothers |  | AMRITSAR | PUNJAB |  |  | 2025-08-31 | Operative |  |  | Micro
66 | 9554795 | Punjab Engg. Works, |  | JALANDHAR | PUNJAB |  |  | 2025-10-31 | Operative |  |  | Medium
67 | 9556601 | J.B. Electrical Industries |  | JALANDHAR | PUNJAB |  |  | 2025-10-31 | Operative |  |  | Micro
68 | 9856007 | Roxon Industries (Regd.) |  | AMRITSAR | PUNJAB |  |  | 2025-04-30 | Operative |  |  | Micro
69 | 9662701 | Sehmi Engineering Works, |  | AMRITSAR | PUNJAB |  |  | 2025-04-30 | Operative |  |  | Micro
70 | 9578712 | Santech Electro Systems |  | JALANDHAR | PUNJAB |  |  | 2026-02-28 | Operative |  |  | Micro
71 | 9900023919 | DEFENCE ELECTRICAL INDUSTRIES |  | JALANDHAR | PUNJAB |  |  | 2025-03-12 | Operative |  |  | Micro
72 | 9686917 | Surinder Engg. Works, |  | FATEHGARH SAHIB | PUNJAB |  |  | 2025-09-30 | Operative |  |  | Micro
73 | 9488812 | FEILD PUMPS P. LTD. |  | FATEHGARH SAHIB | PUNJAB |  |  | 2025-10-31 | Operative |  |  | Medium
74 | 9100130698 | SU PUMPS |  | AMBALA | HARYANA |  |  | 2026-02-05 | Operative |  |  | Micro
75 | 6200116384 | ASIAN INFRA |  | BANGALORE URBAN | KARNATAKA |  |  | 2025-10-24 | Operative |  |  | Medium
76 | 1910347 | BHAIRAVI PUMPS PVT LTD |  | BANGALORE URBAN | KARNATAKA |  |  | 2025-12-15 | Operative |  |  | Micro
77 | 6045557 | SHREE ARIHANT SUBMERSIBLE PUMPS PRIVATE LIMITED |  | BANGALORE URBAN | KARNATAKA |  |  | 2025-05-31 | Operative |  |  | Micro
78 | 6200058093 | SRI VINAYAKA ELECTRICAL |  | BANGALORE URBAN | KARNATAKA |  |  | 2025-05-11 | Operative |  |  | Micro
79 | 6531162 | M.P.P ENTERPRISES |  | BANGALORE URBAN | KARNATAKA |  |  | 2025-10-27 | Operative |  |  | Micro
80 | 6200080692 | ATALANTA PUMPS PRIVATE LIMITED |  | BANGALORE URBAN | KARNATAKA |  |  | 2026-02-16 | Operative |  |  | Micro
81 | 6557180 | ASIAN ENGINEERS |  | BANGALORE URBAN | KARNATAKA |  |  | 2025-03-20 | Operative |  |  | Small
82 | 6200010065 | VINAYAKA ELECTRICAL AND ENGINEERING WORKS |  | RAMANAGARA | KARNATAKA |  |  | 2026-02-17 | Operative |  |  | Small
83 | 6145662 | RAJESHWARI ENGINEERING WORKS |  | BANGALORE URBAN | KARNATAKA |  |  | 2025-03-11 | Operative |  |  | Micro
84 | 6179578 | UNITED ENGINEERING WORKS |  | BANGALORE URBAN | KARNATAKA |  |  | 2025-05-31 | Operative |  |  | Micro
85 | 6200103173 | UMA JYOTHI INDUSTRIES |  | BANGALORE URBAN | KARNATAKA |  |  | 2025-03-20 | Operative |  |  | Medium
86 | 4702658 | TECWIN INDUDSTRIES |  | TIRUVALLUR | TAMIL NADU |  |  | 2026-02-28 | Operative |  |  | Small
87 | 4495881 | GRUNDFOS PUMPS INDIA PRIVATE LIMITED |  | CHENNAI | TAMIL NADU |  |  | 2025-09-30 | Operative |  |  | Large
88 | 6398691 | GEECO PUMPS |  | COIMBATORE | TAMIL NADU |  |  | 2025-06-30 | Operative |  |  | Micro
89 | 1587164 | DECCAN INDUSTRIES |  | COIMBATORE | TAMIL NADU |  |  | 2025-10-31 | Operative |  |  | Small
90 | 6532669 | GANAPATHY PUMPS |  | COIMBATORE | TAMIL NADU |  |  | 2025-11-15 | Operative |  |  | Micro
91 | 1608146 | MAHENDRA PUMPS PVT LTD UNIT 1 |  | COIMBATORE | TAMIL NADU |  |  | 2025-09-30 | Operative |  |  | Small
92 | 6911980 | BINDHU ENGINEERING INDUSTRIES |  | COIMBATORE | TAMIL NADU |  |  | 2026-03-31 | Operative |  |  | Medium
93 | 6505767 | HARSON PUMPS |  | COIMBATORE | TAMIL NADU |  |  | 2025-04-30 | Operative |  |  | Micro
94 | 6500014805 | SRI KRISHNAA ENGINEERING |  | COIMBATORE | TAMIL NADU |  |  | 2025-05-15 | Operative |  |  | Micro
95 | 6500027006 | KAR PUMPS SRI ALAZHU AMMAN ENGINEERING |  | COIMBATORE | TAMIL NADU |  |  | 2025-07-17 | Operative |  |  | Micro
96 | 6500065107 | SRI SUBBIAH FOUNDRY |  | COIMBATORE | TAMIL NADU |  |  | 2025-11-15 | Operative |  |  | Micro
97 | 6860181 | RIVA INDUSTRRIES |  | COIMBATORE | TAMIL NADU |  |  | 2025-09-30 | Operative |  |  | Micro
98 | 6500070411 | PROTECH ENGINEERING |  | COIMBATORE | TAMIL NADU |  |  | 2026-01-08 | Operative |  |  | Micro
99 | 6137663 | TEXMO INDUSTRIES (PUMP DIVISION III) |  | COIMBATORE | TAMIL NADU |  |  | 2025-10-31 | Operative |  |  | Large
100 | 6500032197 | KRIPA PUMPS |  | COIMBATORE | TAMIL NADU |  |  | 2025-03-27 | Operative |  |  | Medium
101 | 6860282 | SRI PONGALI AMMAN INDUSTRIES |  | COIMBATORE | TAMIL NADU |  |  | 2025-09-30 | Operative |  |  | Micro
102 | 6749290 | TEX PUMPS |  | COIMBATORE | TAMIL NADU |  |  | 2025-09-30 | Operative |  |  | Micro
103 | 6346470 | CHERAN INDUSTRIES |  | COIMBATORE | TAMIL NADU |  |  | 2025-08-31 | Operative |  |  | Small
104 | 6368682 | SRI SAI INDUSTRIES |  | COIMBATORE | TAMIL NADU |  |  | 2026-01-15 | Operative |  |  | Micro
105 | 6500010187 | CETO PUMPS COMPANY |  | COIMBATORE | TAMIL NADU |  |  | 2025-11-30 | Operative |  |  | Micro
106 | 6500041303 | SRI KAVERY INDUSTRIES |  | COIMBATORE | TAMIL NADU |  |  | 2025-07-29 | Operative |  |  | Micro
107 | 2069046 | ARCHANA INDUSTRIES |  | COIMBATORE | TAMIL NADU |  |  | 2026-01-15 | Operative |  |  | Small
108 | 6047864 | ARYEN MOTORS (INDIA) PRIVATE LIMITED |  | COIMBATORE | TAMIL NADU |  |  | 2025-06-30 | Operative |  |  | Medium
109 | 4576780 | SRI KAVERY ENGINEERING COMPANY |  | COIMBATORE | TAMIL NADU |  |  | 2025-03-31 | Operative |  |  | Micro
110 | 3433551 | C.R.I. PUMPS PRIVATE LIMITED(UNIT: CHOLA PUMPS) |  | COIMBATORE | TAMIL NADU |  |  | 2025-12-15 | Operative |  |  | Large
111 | 4607159 | EKKI PUMPS |  | COIMBATORE | TAMIL NADU |  |  | 2025-06-30 | Operative |  |  | Small
112 | 4632158 | TEXMO INDUSTRIES (PUMP DIVISION - II) |  | COIMBATORE | TAMIL NADU |  |  | 2025-08-31 | Operative |  |  | Large
113 | 4695081 | NAVIN INDUSTRIES |  | COIMBATORE | TAMIL NADU |  |  | 2026-02-15 | Operative |  |  | Small
114 | 6579190 | SIGMA PUMP SYSTEM |  | COIMBATORE | TAMIL NADU |  |  | 2025-06-30 | Operative |  |  | Micro
115 | 6500005093 | VEL PUMPSETS |  | COIMBATORE | TAMIL NADU |  |  | 2025-04-30 | Operative |  |  | Small
116 | 6024852 | MONOTTEX INDUSTRIES |  | COIMBATORE | TAMIL NADU |  |  | 2025-09-30 | Operative |  |  | Small
117 | 6618982 | TEXS ENGINEERING |  | COIMBATORE | TAMIL NADU |  |  | 2025-10-31 | Operative |  |  | Micro
118 | 6587997 | RAJESH ENGINEERING WORKS |  | COIMBATORE | TAMIL NADU |  |  | 2025-07-31 | Operative |  |  | Micro
119 | 6453067 | KMP INDUSTRRIES |  | COIMBATORE | TAMIL NADU |  |  | 2025-04-30 | Operative |  |  | Small
120 | 6417366 | SREE RENUKA INDUSTRIES |  | COIMBATORE | TAMIL NADU |  |  | 2025-10-31 | Operative |  |  | Micro
121 | 2074443 | AQUASUB ENGINEERING |  | COIMBATORE | TAMIL NADU |  |  | 2026-01-31 | Operative |  |  | Large
122 | 6390978 | MAXBE INDUSTRIES |  | COIMBATORE | TAMIL NADU |  |  | 2025-05-31 | Operative |  |  | Small
123 | 6742882 | THE EL. P. EM. INDUSTRIES |  | COIMBATORE | TAMIL NADU |  |  | 2025-08-31 | Operative |  |  | Micro
124 | 3449364 | S N INDUSTRIESS |  | COIMBATORE | TAMIL NADU |  |  | 2026-01-15 | Operative |  |  | Micro
125 | 6342664 | V VIDHYA INDUSTRIES |  | COIMBATORE | TAMIL NADU |  |  | 2025-08-31 | Operative |  |  | Medium
126 | 6438677 | COIMBATORE PUMP INDUSTRIES |  | COIMBATORE | TAMIL NADU |  |  | 2025-03-31 | Operative |  |  | Micro
127 | 6932988 | ANNAM INDUSTRIES |  | COIMBATORE | TAMIL NADU |  |  | 2025-05-31 | Operative |  |  | Micro
128 | 6879509 | RELIANCE PUMPS N MOTORS |  | COIMBATORE | TAMIL NADU |  |  | 2025-11-30 | Operative |  |  | Micro
129 | 6500062707 | ANNA PUMPS |  | COIMBATORE | TAMIL NADU |  |  | 2025-09-27 | Operative |  |  | Micro
130 | 1600231 | PSG INDUSTRIAL INSTITUTE |  | COIMBATORE | TAMIL NADU |  |  | 2025-09-30 | Operative |  |  | Medium
131 | 6750477 | G. V. INDUSTRIES |  | COIMBATORE | TAMIL NADU |  |  | 2025-09-30 | Operative |  |  | Micro
132 | 6809989 | ALPHA PUMP TECHNOLOGIES |  | COIMBATORE | TAMIL NADU |  |  | 2025-04-30 | Operative |  |  | Micro
133 | 6589395 | TURNER ENGINEERRING COMPANY |  | COIMBATORE | TAMIL NADU |  |  | 2025-07-31 | Operative |  |  | Micro
134 | 6488086 | CHALENGER PUMPS INDIA PRIVATE LIMITED |  | COIMBATORE | TAMIL NADU |  |  | 2025-12-31 | Operative |  |  | Micro
135 | 6588797 | VIKRAM PUMPS |  | COIMBATORE | TAMIL NADU |  |  | 2025-07-31 | Operative |  |  | Micro
136 | 6500035712 | VASANTHI ENGINEERING |  | COIMBATORE | TAMIL NADU |  |  | 2025-11-18 | Operative |  |  | Micro
137 | 6500069261 | J TECH ENGG INDIA PRIVATE LIMITED |  | COIMBATORE | TAMIL NADU |  |  | 2025-09-10 | Operative |  |  | Small
138 | 3381962 | MINU PUMPS & SPARES |  | COIMBATORE | TAMIL NADU |  |  | 2025-07-31 | Operative |  |  | Small
139 | 3471559 | AMMAN ENGINEERING |  | ERODE | TAMIL NADU |  |  | 2025-03-31 | Operative |  |  | Micro
140 | 6500032298 | Priya Pumps |  | COIMBATORE | TAMIL NADU |  |  | 2025-04-01 | Operative |  |  | Micro
141 | 6500019512 | ANNAI ENGINEERING COMPANY |  | COIMBATORE | TAMIL NADU |  |  | 2025-10-04 | Operative |  |  | Micro
142 | 6154158 | C.R.I. PUMPS PRIVATE LIMITED (Unit: RANSAR INDUSTRIES-II |  | COIMBATORE | TAMIL NADU |  |  | 2025-07-15 | Operative |  |  | Large
143 | 6500028109 | PIONEER PRODUCTS |  | COIMBATORE | TAMIL NADU |  |  | 2025-09-07 | Operative |  |  | Small
144 | 6500046212 | ENBEST PUMPS (INDIA) PRIVATE LIMITED |  | COIMBATORE | TAMIL NADU |  |  | 2025-09-10 | Operative |  |  | Medium
145 | 6500044511 | PERFECTENGINEERS |  | COIMBATORE | TAMIL NADU |  |  | 2025-05-11 | Operative |  |  | Medium
146 | 4534562 | J.J.ELECTRO MEC CORPORATION |  | COIMBATORE | TAMIL NADU |  |  | 2025-12-15 | Operative |  |  | Micro
147 | 6500065612 | SREE POOJA ENGINEERING INDUSTRIES |  | COIMBATORE | TAMIL NADU |  |  | 2025-12-21 | Operative |  |  | Micro
148 | 6183165 | SIGMA INDUSTRIALS |  | COIMBATORE | TAMIL NADU |  |  | 2025-07-31 | Operative |  |  | Micro
149 | 6512158 | AQUASUB ENGINEERING, UNIT IV |  | COIMBATORE | TAMIL NADU |  |  | 2025-06-30 | Operative |  |  | Large
150 | 6469587 | JAI JANSI INDUSTRIES |  | COIMBATORE | TAMIL NADU |  |  | 2025-08-31 | Operative |  |  | Small
151 | 6297180 | DEEPWEL ENGINEERS |  | COIMBATORE | TAMIL NADU |  |  | 2025-10-31 | Operative |  |  | Micro
152 | 6500015504 | GREENTECH INDUSTRIES |  | COIMBATORE | TAMIL NADU |  |  | 2025-06-07 | Operative |  |  | Micro
153 | 6012946 | OM MURUGAN INDUSTRIES |  | COIMBATORE | TAMIL NADU |  |  | 2025-04-30 | Operative |  |  | Small
154 | 6500020796 | MARLBORO ENGINEERING WORKS |  | COIMBATORE | TAMIL NADU |  |  | 2025-11-24 | Operative |  |  | Micro
155 | 2061636 | C.R.I. PUMPS PRIVATE LIMITED (UNIT: RANSAR INDUSTRIES-I) |  | COIMBATORE | TAMIL NADU |  |  | 2025-11-30 | Operative |  |  | Large
156 | 6294578 | TECMO INDUSTRRIES |  | COIMBATORE | TAMIL NADU |  |  | 2025-10-31 | Operative |  |  | Medium
157 | 6500050203 | SAMUDRA PUMPS INDIA PRIVATE LIMITED |  | COIMBATORE | TAMIL NADU |  |  | 2026-01-09 | Operative |  |  | Medium
158 | 6015649 | IDEAL PUMPSETS |  | COIMBATORE | TAMIL NADU |  |  | 2025-05-31 | Operative |  |  | Medium
159 | 2081541 | BEST ENGINEERS PUMPS PRIVATE LTD |  | COIMBATORE | TAMIL NADU |  |  | 2026-02-15 | Operative |  |  | Small
160 | 6737081 | DYNAMIC INDUSTRIES |  | COIMBATORE | TAMIL NADU |  |  | 2025-08-31 | Operative |  |  | Micro
161 | 6613366 | K.V.N. INDUSTRIES |  | COIMBATORE | TAMIL NADU |  |  | 2025-10-31 | Operative |  |  | Micro
162 | 1707552 | ELLEN INDUSTRIES PRIVATE LIMITED UNIT II |  | COIMBATORE | TAMIL NADU |  |  | 2025-06-30 | Operative |  |  | Small
163 | 1949273 | INNOVATIVE PROCESS EQUIPMENTS PVT LTD |  | DHARWAD | KARNATAKA |  |  | 2025-03-15 | Operative |  |  | Small
164 | 6184369 | PVC PUMPS PVT LTD |  | DAVANAGERE | KARNATAKA |  |  | 2025-07-15 | Operative |  |  | Micro
165 | 6127256 | MALAPRABHA INDUSTRIES |  | BELGAUM | KARNATAKA |  |  | 2026-04-16 | Operative |  |  | Small
166 | 6300111583 | FLOWELL PUMP INDUSTRIES |  | RANGA REDDY | TELANGANA |  |  | 2025-07-09 | Operative |  |  | Small
167 | 7200231392 | VIPUL PUMPS INDUSTRIES |  | AHMEDABAD | GUJARAT |  |  | 2026-02-02 | Operative |  |  | Micro
168 | 3993589 | DIVINE PUMP INDUSTRIES |  | AHMEDABAD | GUJARAT |  |  | 2025-09-10 | Operative |  |  | Small
169 | 1729562 | UNNATI MECH PVT LTD |  | AHMEDABAD | GUJARAT |  |  | 2025-08-31 | Operative |  |  | Micro
170 | 7462174 | ASIAN PUMP INDUSTRIES |  | AHMEDABAD | GUJARAT |  |  | 2025-11-03 | Operative |  |  | Medium
171 | 7031551 | TECHNO INDUSTRIES PRIVATE LIMITED |  | AHMEDABAD | GUJARAT |  |  | 2025-12-15 | Operative |  |  | Medium
172 | 3979393 | GALAXY PUMPS (INDIA) |  | AHMEDABAD | GUJARAT |  |  | 2025-08-13 | Operative |  |  | Micro
173 | 3949687 | SHIVAM INDUSTRIES |  | AHMEDABAD | GUJARAT |  |  | 2025-05-23 | Operative |  |  | Micro
174 | 7197383 | PARESH INDUSTRIES |  | AHMEDABAD | GUJARAT |  |  | 2026-01-18 | Operative |  |  | Medium
175 | 7862089 | DUKE PUMPING SOLUTIONS PRIVATE LIMITED |  | BANASKANTHA | GUJARAT |  |  | 2025-08-07 | Operative |  |  | Medium
176 | 3844774 | PILOT INDUSTRIES |  | BANASKANTHA | GUJARAT |  |  | 2025-06-21 | Operative |  |  | Micro
177 | 3988091 | H P INDUSTRIES |  | AHMEDABAD | GUJARAT |  |  | 2025-08-28 | Operative |  |  | Micro
178 | 7083974 | UTTAM INDUSTRIES |  | AHMEDABAD | GUJARAT |  |  | 2025-08-10 | Operative |  |  | Micro
179 | 7263976 | NAIGRA PUMPS INDIA LLP |  | GANDHINAGAR | GUJARAT |  |  | 2025-05-21 | Operative |  |  | Micro
180 | 7554078 | PRIYA PUMP INDUSTRIES |  | AHMEDABAD | GUJARAT |  |  | 2025-06-28 | Operative |  |  | Micro
181 | 2904559 | PRAGNA PUMP INDUSTRIES |  | AHMEDABAD | GUJARAT |  |  | 2025-08-11 | Operative |  |  | Micro
182 | 7350567 | SHITAL PUMP INDUSTRIES |  | AHMEDABAD | GUJARAT |  |  | 2025-10-21 | Operative |  |  | Micro
183 | 7777203 | MEGHA PUMPS |  | AHMEDABAD | GUJARAT |  |  | 2025-09-11 | Operative |  |  | Micro
184 | 7200028803 | VIDYA PUMP INDUSTRIES |  | AHMEDABAD | GUJARAT |  |  | 2025-11-19 | Operative |  |  | Micro
185 | 7960089 | VISHWAKARMA ENGINEERING WORKS |  | AHMEDABAD | GUJARAT |  |  | 2025-07-28 | Operative |  |  | Small
186 | 7782394 | LABH ENGINEERS |  | AHMEDABAD | GUJARAT |  |  | 2025-09-30 | Operative |  |  | Micro
187 | 7564687 | RONAK PUMP INDUSTRIES |  | AHMEDABAD | GUJARAT |  |  | 2025-09-21 | Operative |  |  | Small
188 | 7200267510 | VRIHA PUMP PRIVATE LIMITED |  | AHMEDABAD | GUJARAT |  |  | 2025-12-10 | Operative |  |  | Micro
189 | 7200013584 | SHIV PUMP INDUSTRIES |  | AHMEDABAD | GUJARAT |  |  | 2025-05-14 | Operative |  |  | Micro
190 | 3883582 | WELGRO PUMP |  | AHMEDABAD | GUJARAT |  |  | 2025-10-29 | Operative |  |  | Micro
191 | 3738775 | NIKI PUMP |  | AHMEDABAD | GUJARAT |  |  | 2025-06-29 | Operative |  |  | Micro
192 | 7772795 | DUMEX PUMP |  | AHMEDABAD | GUJARAT |  |  | 2025-08-23 | Operative |  |  | Micro
193 | 1622342 | WATERMAN INDUSTRIES PVT LTD |  | AHMEDABAD | GUJARAT |  |  | 2025-11-15 | Operative |  |  | Medium
194 | 7200131489 | JALAK PUMP INDUSTRIES |  | AHMEDABAD | GUJARAT |  |  | 2025-10-16 | Operative |  |  | Micro
195 | 1921453 | LUBI INDUSTRIES LLP |  | AHMEDABAD | GUJARAT |  |  | 2026-03-31 | Operative |  |  | Medium
196 | 1862968 | UNNATI PUMPS PVT LTD |  | AHMEDABAD | GUJARAT |  |  | 2025-08-15 | Operative |  |  | Small
197 | 7200203286 | NORIA PUMPS PRIVATE LIMITED |  | AHMEDABAD | GUJARAT |  |  | 2026-01-25 | Operative |  |  | Micro
198 | 7300100586 | GOODLUCK INDUSTRIES |  | BANASKANTHA | GUJARAT |  |  | 2026-04-11 | Operative |  |  | Micro
199 | 7696809 | CHIRAG ENGINEERS |  | AHMEDABAD | GUJARAT |  |  | 2026-01-18 | Operative |  |  | Micro
200 | 7300114496 | SHREE RATNESHWARI ENGINEERING |  | GANDHINAGAR | GUJARAT |  |  | 2026-03-14 | Operative |  |  | Micro
201 | 1962669 | MEGHDOOT PUMPS |  | AHMEDABAD | GUJARAT |  |  | 2026-03-31 | Operative |  |  | Micro
202 | 7110446 | UNNATI PUMPS ENTERPRISE |  | AHMEDABAD | GUJARAT |  |  | 2026-07-14 | Operative |  |  | Medium
203 | 7200122791 | SHREE HARI PUMP INDUSTRIES |  | AHMEDABAD | GUJARAT |  |  | 2025-06-01 | Operative |  |  | Micro
204 | 7994211 | SABAR INDUSTRIES PVT LTD |  | AHMEDABAD | GUJARAT |  |  | 2026-12-23 | Operative |  |  | Medium
205 | 7651480 | SARVODAYA PUMPS PVT LTD |  | AHMEDABAD | GUJARAT |  |  | 2025-09-13 | Operative |  |  | Micro
206 | 7200155103 | MARKER PUMP |  | AHMEDABAD | GUJARAT |  |  | 2025-08-07 | Operative |  |  | Micro
207 | 7300102893 | KISMET INDUSTRIES |  | BANASKANTHA | GUJARAT |  |  | 2025-06-08 | Operative |  |  | Micro
208 | 7039466 | HARIKRUPA INDUSTRIES |  | AHMEDABAD | GUJARAT |  |  | 2025-03-15 | Operative |  |  | Micro
209 | 7971603 | RUBY PUMP INDUSTRIES |  | AHMEDABAD | GUJARAT |  |  | 2025-09-08 | Operative |  |  | Micro
210 | 3982988 | AEROWELL PUMP PVT. LTD. |  | GANDHINAGAR | GUJARAT |  |  | 2025-08-20 | Operative |  |  | Micro
211 | 7200108393 | SHUKAN ENGINEERING CO. |  | AHMEDABAD | GUJARAT |  |  | 2025-12-26 | Operative |  |  | Micro
212 | 7200183310 | AMRUTAM PUMP INDUSTRIES |  | AHMEDABAD | GUJARAT |  |  | 2025-09-10 | Operative |  |  | Micro
213 | 7553379 | DELITE PUMPS |  | AHMEDABAD | GUJARAT |  |  | 2025-08-21 | Operative |  |  | Micro
214 | 7200225599 | BHAVANI INDUSTRIES |  | AHMEDABAD | GUJARAT |  |  | 2025-09-14 | Operative |  |  | Micro
215 | 7450066 | CARGO PUMPS |  | AHMEDABAD | GUJARAT |  |  | 2025-08-20 | Operative |  |  | Micro
216 | 7200096206 | JTECH INDUSTRIES |  | GANDHINAGAR | GUJARAT |  |  | 2025-08-10 | Operative |  |  | Micro
217 | 3860873 | NARMADA PUMP INDUSTRIES |  | AHMEDABAD | GUJARAT |  |  | 2025-08-16 | Operative |  |  | Micro
218 | 3772371 | ROTOMECH PUMPS |  | AHMEDABAD | GUJARAT |  |  | 2025-11-07 | Operative |  |  | Small
219 | 1941358 | GLOBE ENTERPRISES |  | AHMEDABAD | GUJARAT |  |  | 2026-02-28 | Operative |  |  | Medium
220 | 7204253 | MONY PUMPS PRIVATE LIMITED |  | AHMEDABAD | GUJARAT |  |  | 2025-03-15 | Operative |  |  | Micro
221 | 7582386 | ADD-LIFE ENGINEERS |  | AHMEDABAD | GUJARAT |  |  | 2026-01-12 | Operative |  |  | Micro
222 | 7856805 | INDIAN PUMPS |  | AHMEDABAD | GUJARAT |  |  | 2025-07-10 | Operative |  |  | Micro
223 | 7592288 | AMRIT ENGINEERING PVT. LTD. |  | MEHSANA | GUJARAT |  |  | 2028-02-26 | Operative |  |  | Small
224 | 2894986 | SAGAR ENTERPRISES |  | AHMEDABAD | GUJARAT |  |  | 2025-07-06 | Operative |  |  | Micro
225 | 7631474 | SAMRUDDHI PUMPS |  | AHMEDABAD | GUJARAT |  |  | 2025-07-09 | Operative |  |  | Small
226 | 7766497 | G.K.PUMPS |  | AHMEDABAD | GUJARAT |  |  | 2025-07-31 | Operative |  |  | Micro
227 | 1910650 | SWASTIK PUMPS PRIVATE LIMITED |  | AHMEDABAD | GUJARAT |  |  | 2025-12-15 | Operative |  |  | Micro
228 | 7200211386 | SAMRAT ENGINEERING WORKS |  | AHMEDABAD | GUJARAT |  |  | 2025-07-13 | Operative |  |  | Micro
229 | 7200187310 | HINDUSTAN PUMP INDUSTRIES |  | AHMEDABAD | GUJARAT |  |  | 2025-09-24 | Operative |  |  | Micro
230 | 7200096105 | DEV ENGINEERING CO. |  | AHMEDABAD | GUJARAT |  |  | 2025-08-13 | Operative |  |  | Micro
231 | 3756272 | POPULAR PUMP INDUSTRIES |  | AHMEDABAD | GUJARAT |  |  | 2025-09-06 | Operative |  |  | Micro
232 | 7958611 | DENIM PUMPS |  | AHMEDABAD | GUJARAT |  |  | 2025-07-23 | Operative |  |  | Small
233 | 7832787 | SAGA WINDEL PUMPS PVT LTD |  | AHMEDABAD | GUJARAT |  |  | 2025-03-30 | Operative |  |  | Micro
234 | 7144362 | ARIHANT PUMPS PRIVATE LIMITED |  | BANASKANTHA | GUJARAT |  |  | 2025-07-31 | Operative |  |  | Medium
235 | 7992914 | PANKAJ ELECTRICALS |  | AHMEDABAD | GUJARAT |  |  | 2025-12-17 | Operative |  |  | Micro
236 | 7470880 | MAK PUMP INDUSTRIES |  | AHMEDABAD | GUJARAT |  |  | 2025-12-22 | Operative |  |  | Small
237 | 7200175008 | SUJALON INDUSTRIES |  | AHMEDABAD | GUJARAT |  |  | 2025-03-20 | Operative |  |  | Micro
238 | 3837474 | MASCO PUMP & SPARES INDUSTRIES |  | AHMEDABAD | GUJARAT |  |  | 2025-05-27 | Operative |  |  | Micro
239 | 7200055503 | GANESH PUMP |  | AHMEDABAD | GUJARAT |  |  | 2025-07-17 | Operative |  |  | Micro
240 | 7200189710 | ROMEX PUMP INDUSTRIES |  | AHMEDABAD | GUJARAT |  |  | 2025-10-08 | Operative |  |  | Micro
241 | 7393282 | MAXWELL ENGINEERS |  | GANDHINAGAR | GUJARAT |  |  | 2025-11-07 | Operative |  |  | Micro
242 | 7200074406 | RUDRAKSHA PUMPS |  | AHMEDABAD | GUJARAT |  |  | 2026-01-24 | Operative |  |  | Micro
243 | 3888289 | KIRLOSKAR BROTHERS LTD |  | AHMEDABAD | GUJARAT |  |  | 2025-11-11 | Operative |  |  | Large
244 | 7200018897 | GEETA ENGINEERING CO |  | AHMEDABAD | GUJARAT |  |  | 2025-07-14 | Operative |  |  | Micro
245 | 2932564 | KELVIN ENGINEERING |  | AHMEDABAD | GUJARAT |  |  | 2025-10-30 | Operative |  |  | Micro
246 | 7200041084 | D I PUMPS |  | AHMEDABAD | GUJARAT |  |  | 2025-03-16 | Operative |  |  | Small
247 | 2833966 | SHAKTI INDUSTRIES |  | AHMEDABAD | GUJARAT |  |  | 2025-12-16 | Operative |  |  | Micro
248 | 3710248 | J K ENGINEERING CO |  | AHMEDABAD | GUJARAT |  |  | 2026-03-20 | Operative |  |  | Micro
249 | 7465180 | VIMAL PUMPS PVT LTD |  | MEHSANA | GUJARAT |  |  | 2025-11-27 | Operative |  |  | Medium
250 | 7200092206 | SOLO PUMP |  | AHMEDABAD | GUJARAT |  |  | 2025-06-14 | Operative |  |  | Micro
251 | 7197484 | POONAM PUMP INDUSTRIES |  | AHMEDABAD | GUJARAT |  |  | 2026-01-18 | Operative |  |  | Micro
252 | 7300119510 | MASCO PUMP INDUSTRIES |  | GANDHINAGAR | GUJARAT |  |  | 2025-08-07 | Operative |  |  | Micro
253 | 1716957 | SABAR PUMPS PVT LTD |  | AHMEDABAD | GUJARAT |  |  | 2025-07-31 | Operative |  |  | Small
254 | 7200108494 | SANJIVANI INDUSTRIES |  | AHMEDABAD | GUJARAT |  |  | 2025-12-26 | Operative |  |  | Micro
255 | 7777607 | BHAGYALAXMI PUMP INDUSTRIES |  | AHMEDABAD | GUJARAT |  |  | 2025-09-11 | Operative |  |  | Small
256 | 2122529 | JASCO PUMP PVT LTD |  | AHMEDABAD | GUJARAT |  |  | 2025-05-31 | Operative |  |  | Small
257 | 7200108595 | GELCO ELECTRONICS PVT.LTD. |  | GANDHINAGAR | GUJARAT |  |  | 2026-01-01 | Operative |  |  | Small
258 | 7445578 | BEST PUMPS |  | AHMEDABAD | GUJARAT |  |  | 2025-07-28 | Operative |  |  | Micro
259 | 3896793 | JANKI PUMPS |  | AHMEDABAD | GUJARAT |  |  | 2025-12-11 | Operative |  |  | Small
260 | 7476791 | ARVIND PUMPS PVT LTD |  | AHMEDABAD | GUJARAT |  |  | 2026-01-27 | Operative |  |  | Small
261 | 3620146 | NESA PUMPS PVT. LTD. |  | AHMEDABAD | GUJARAT |  |  | 2025-04-04 | Operative |  |  | Medium
262 | 7200164104 | METRO PUMPS |  | AHMEDABAD | GUJARAT |  |  | 2025-11-27 | Operative |  |  | Micro
263 | 7505671 | UPAJ ENGINEERING (P) LTD |  | AHMEDABAD | GUJARAT |  |  | 2025-07-21 | Operative |  |  | Micro
264 | 7200014384 | SETU PUMPS |  | AHMEDABAD | GUJARAT |  |  | 2025-05-20 | Operative |  |  | Micro
265 | 7200024084 | ASTHA PUMPS |  | AHMEDABAD | GUJARAT |  |  | 2025-09-17 | Operative |  |  | Micro
266 | 2940563 | JAGRUTI ENGINEERING COMPANY |  | AHMEDABAD | GUJARAT |  |  | 2025-11-18 | Operative |  |  | Micro
267 | 7588297 | LATTEYS INDUSTRIES LIMITED |  | AHMEDABAD | GUJARAT |  |  | 2026-02-13 | Operative |  |  | Medium
268 | 7200064298 | REAL ENGINEERING WORKS |  | AHMEDABAD | GUJARAT |  |  | 2025-10-17 | Operative |  |  | Micro
269 | 3889796 | R B ENGINEERING WORKS |  | AHMEDABAD | GUJARAT |  |  | 2025-11-19 | Operative |  |  | Micro
270 | 7200046599 | VEER PUMP INDUSTRIES |  | AHMEDABAD | GUJARAT |  |  | 2025-05-02 | Operative |  |  | Micro
271 | 7300119106 | AMRUT ENERGY PRIVATE LIMITED |  | AHMEDABAD | GUJARAT |  |  | 2025-07-20 | Operative |  |  | Medium
272 | 3860368 | MARCO INDUSTRIES |  | AHMEDABAD | GUJARAT |  |  | 2025-08-15 | Operative |  |  | Micro
273 | 7200003985 | RAJ PUMP CORPORATION |  | AHMEDABAD | GUJARAT |  |  | 2026-02-02 | Operative |  |  | Micro
274 | 1640041 | LA GAJJAR MACHINERIES PVT LTD (UNIT NO.4) |  | AHMEDABAD | GUJARAT |  |  | 2026-01-15 | Operative |  |  | Large
275 | 3972884 | MESVO PUMPS |  | AHMEDABAD | GUJARAT |  |  | 2025-08-01 | Operative |  |  | Micro
276 | 7523976 | HARIOM INDUSTRIES |  | AHMEDABAD | GUJARAT |  |  | 2025-12-02 | Operative |  |  | Micro
277 | 3967083 | NARMADA ENGINEERING |  | AHMEDABAD | GUJARAT |  |  | 2025-07-16 | Operative |  |  | Micro
278 | 7200133695 | AARYA PUMPS |  | AHMEDABAD | GUJARAT |  |  | 2025-10-29 | Operative |  |  | Micro
279 | 7481279 | AMBICA INDUSTRIES |  | AHMEDABAD | GUJARAT |  |  | 2026-02-22 | Operative |  |  | Micro
280 | 7226667 | MAHAVIR SUBMERSIBLE PVT LTD |  | AHMEDABAD | GUJARAT |  |  | 2028-03-31 | Operative |  |  | Medium
281 | 7555383 | MICO PUMP |  | AHMEDABAD | GUJARAT |  |  | 2025-07-05 | Operative |  |  | Micro
282 | 2923765 | UMA INDUSTRIES |  | AHMEDABAD | GUJARAT |  |  | 2025-10-07 | Operative |  |  | Micro
283 | 7200108696 | CARGO PUMP INDUSTRIES |  | AHMEDABAD | GUJARAT |  |  | 2026-01-02 | Operative |  |  | Micro
284 | 7200013281 | PRAGATI CABLES AND PUMP INDUSTRIES |  | AHMEDABAD | GUJARAT |  |  | 2025-05-12 | Operative |  |  | Micro
285 | 7672084 | ISHWARKRUPA INDUSTRIES |  | AHMEDABAD | GUJARAT |  |  | 2025-11-16 | Operative |  |  | Micro
286 | 2869785 | DECENT PUMPS |  | AHMEDABAD | GUJARAT |  |  | 2025-03-24 | Operative |  |  | Micro
287 | 7200070798 | RAINBOW PUMP |  | AHMEDABAD | GUJARAT |  |  | 2025-12-21 | Operative |  |  | Micro
288 | 1582760 | INDIA ELECTRICAL AND ENGINEERING CO |  | AHMEDABAD | GUJARAT |  |  | 2025-07-15 | Operative |  |  | Small
289 | 7200132390 | BHUMI INDUSTRIES |  | BANASKANTHA | GUJARAT |  |  | 2025-10-23 | Operative |  |  | Small
290 | 7074670 | GOPAL INDUSTRIES |  | AHMEDABAD | GUJARAT |  |  | 2025-04-03 | Operative |  |  | Micro
291 | 1729663 | UNNATI INDUSTRIAL CORPORATION (UNIT-3) |  | AHMEDABAD | GUJARAT |  |  | 2025-08-31 | Operative |  |  | Small
292 | 3986996 | M/s. AMBICA PUMP INDUSTRIES, |  | AHMEDABAD | GUJARAT |  |  | 2025-08-26 | Operative |  |  | Micro
293 | 7200057406 | BHARAT PUMP & SPARES |  | AHMEDABAD | GUJARAT |  |  | 2025-08-02 | Operative |  |  | Micro
294 | 7591993 | MASCOT PUMP LTD |  | AHMEDABAD | GUJARAT |  |  | 2026-02-23 | Operative |  |  | Medium
295 | 7200192210 | JAYSHREE INDUSTRIES |  | AHMEDABAD | GUJARAT |  |  | 2025-10-29 | Operative |  |  | Micro
296 | 7958813 | RUSHABH INDUSTRIES |  | AHMEDABAD | GUJARAT |  |  | 2025-07-23 | Operative |  |  | Micro
297 | 3989501 | PERFECT PUMP |  | MORBI | GUJARAT |  |  | 2025-08-29 | Operative |  |  | Micro
298 | 7700129214 | Jaswin Pumps |  | PALGHAR | MAHARASHTRA |  |  | 2026-01-21 | Operative |  |  | Micro
299 | 3969188 | S.U. MOTORS PVT DLTD |  | MUMBAI SUBURBAN | MAHARASHTRA |  |  | 2025-07-22 | Operative |  |  | Small
300 | 7134258 | KSB LIMITED |  | NASHIK | MAHARASHTRA |  |  | 2026-03-31 | Operative |  |  | Large
301 | 7038868 | ANCO MOTORS |  | PALGHAR | MAHARASHTRA |  |  | 2026-03-15 | Operative |  |  | Small
302 | 7500294712 | SHAKTI SUBMERSIBLE PUMPS AND ENGINEERS |  | KOLHAPUR | MAHARASHTRA |  |  | 2025-12-25 | Operative |  |  | Micro
303 | 7179987 | Crompton Greaves Consumer Electricals Ltd |  | AHMEDNAGAR | MAHARASHTRA |  |  | 2025-08-31 | Operative |  |  | Large
304 | 7500003299 | Rocket Engineering Corporation Pvt Ltd |  | KOLHAPUR | MAHARASHTRA |  |  | 2025-12-31 | Operative |  |  | Small
305 | 2288058 | LAXMI PUMPS PVT LTD |  | KOLHAPUR | MAHARASHTRA |  |  | 2025-09-30 | Operative |  |  | Small
306 | 7452878 | Fighter PUMPS |  | RAJKOT | GUJARAT |  |  | 2025-12-31 | Operative |  |  | Micro
307 | 3794381 | FLOWONE PUMPS |  | RAJKOT | GUJARAT |  |  | 2026-01-19 | Operative |  |  | Micro
308 | 3771167 | KTC PUMPS PVT. LTD. |  | RAJKOT | GUJARAT |  |  | 2025-10-31 | Operative |  |  | Micro
309 | 7633074 | KMP ELECTRO PVT. LTD. |  | RAJKOT | GUJARAT |  |  | 2025-07-12 | Operative |  |  | Small
310 | 7399193 | DIVINE PUMPS |  | RAJKOT | GUJARAT |  |  | 2025-12-02 | Operative |  |  | Micro
311 | 7600155014 | AWELL PUMP & PIPE PRIVATE LIMITED |  | RAJKOT | GUJARAT |  |  | 2025-03-30 | Operative |  |  | Small
312 | 7600014711 | JAY KHODIYAR PUMP INDUSTRIES |  | RAJKOT | GUJARAT |  |  | 2025-05-26 | Operative |  |  | Micro
313 | 7729390 | SHREENATH ENGINEERING CO. |  | RAJKOT | GUJARAT |  |  | 2025-04-08 | Operative |  |  | Micro
314 | 7600117511 | SHREE ELECTRICALS |  | RAJKOT | GUJARAT |  |  | 2025-07-25 | Operative |  |  | Micro
315 | 7600065409 | PAYAL ELECTRIC |  | RAJKOT | GUJARAT |  |  | 2026-01-04 | Operative |  |  | Medium
316 | 3979898 | MARUTI ELECTRIC |  | RAJKOT | GUJARAT |  |  | 2026-02-28 | Operative |  |  | Micro
317 | 3851064 | NISSAN PUMPS |  | RAJKOT | GUJARAT |  |  | 2025-07-12 | Operative |  |  | Micro
318 | 7910579 | B M ENTERPRISE |  | RAJKOT | GUJARAT |  |  | 2026-02-24 | Operative |  |  | Micro
319 | 2932665 | FLOMAN PUMPS & MOTORS |  | RAJKOT | GUJARAT |  |  | 2025-10-30 | Operative |  |  | Micro
320 | 7567390 | GANGOTRI SUBMERSIBLE PUMP |  | RAJKOT | GUJARAT |  |  | 2026-03-31 | Operative |  |  | Micro
321 | 7600147613 | AKSHAR PUMP |  | RAJKOT | GUJARAT |  |  | 2025-04-16 | Operative |  |  | Micro
322 | 7506875 | KRISHNA INDUSTRIES |  | RAJKOT | GUJARAT |  |  | 2025-03-31 | Operative |  |  | Micro
323 | 7718183 | SPLENDOR PUMP LLP |  | RAJKOT | GUJARAT |  |  | 2025-03-31 | Operative |  |  | Small
324 | 7865604 | GEETA ENTERPRISE |  | RAJKOT | GUJARAT |  |  | 2025-08-20 | Operative |  |  | Micro
325 | 7695504 | MEGHA PUMP INDUSTRIES |  | RAJKOT | GUJARAT |  |  | 2025-03-31 | Operative |  |  | Micro
326 | 3896086 | JIGAR PUMP INDUSTRIES |  | RAJKOT | GUJARAT |  |  | 2025-04-18 | Operative |  |  | Micro
327 | 7656086 | ANGEL PUMPS (P) LIMITED |  | RAJKOT | GUJARAT |  |  | 2025-09-26 | Operative |  |  | Small
328 | 7947101 | RUSTON ELECTRICALS |  | RAJKOT | GUJARAT |  |  | 2025-06-02 | Operative |  |  | Micro
329 | 3928073 | M-TECH ENGINEERING CO. |  | RAJKOT | GUJARAT |  |  | 2026-03-11 | Operative |  |  | Micro
330 | 7600054715 | ROBOT INDUSTRIES |  | RAJKOT | GUJARAT |  |  | 2025-08-04 | Operative |  |  | Micro
331 | 7600060508 | GLOMAS PUMP |  | RAJKOT | GUJARAT |  |  | 2025-10-17 | Operative |  |  | Micro
332 | 7600031206 | PERFECT PUMP INDUSTRIES PRIVATE LIMITED |  | RAJKOT | GUJARAT |  |  | 2025-11-02 | Operative |  |  | Small
333 | 3844471 | SANTAN ELECTRIC INDUSTRIES |  | RAJKOT | GUJARAT |  |  | 2025-06-21 | Operative |  |  | Micro
334 | 7563180 | F-TECH ENGINEERING CO |  | RAJKOT | GUJARAT |  |  | 2025-03-31 | Operative |  |  | Micro
335 | 7564586 | FIDEL PUMP PVT LTD |  | RAJKOT | GUJARAT |  |  | 2025-03-31 | Operative |  |  | Small
336 | 3876686 | GOLD STAR ENGINEERS |  | RAJKOT | GUJARAT |  |  | 2025-10-09 | Operative |  |  | Micro
337 | 3652563 | RUPCON ELECTRO INDIA |  | RAJKOT | GUJARAT |  |  | 2025-08-04 | Operative |  |  | Micro
338 | 7600005508 | IDEAL PUMPS |  | RAJKOT | GUJARAT |  |  | 2026-02-09 | Operative |  |  | Micro
339 | 7478593 | ROTEC SUBMERSIBLE PUMPS LLP |  | RAJKOT | GUJARAT |  |  | 2026-02-05 | Operative |  |  | Small
340 | 7712575 | GANGA ELECTRICALS |  | RAJKOT | GUJARAT |  |  | 2026-02-25 | Operative |  |  | Medium
341 | 3879793 | TERAFLO ENGINEERING PVT LTD. |  | RAJKOT | GUJARAT |  |  | 2025-10-15 | Operative |  |  | Small
342 | 7600080413 | AEROTEK PUMP |  | RAJKOT | GUJARAT |  |  | 2025-06-15 | Operative |  |  | Micro
343 | 7600050210 | BHARAT ENGINEERING CO. |  | RAJKOT | GUJARAT |  |  | 2025-07-04 | Operative |  |  | Micro
344 | 7806281 | PILOT PUMP INDUSTRIES |  | RAJKOT | GUJARAT |  |  | 2025-12-31 | Operative |  |  | Micro
345 | 2875477 | FLOREX PUMP INDUSTRIES |  | RAJKOT | GUJARAT |  |  | 2025-04-09 | Operative |  |  | Micro
346 | 7505166 | MEERA AGRO EQUIPMENT |  | RAJKOT | GUJARAT |  |  | 2025-07-19 | Operative |  |  | Micro
347 | 7600000199 | JALKRANTI ELECTRICALS |  | RAJKOT | GUJARAT |  |  | 2025-12-10 | Operative |  |  | Micro
348 | 7600084312 | A-TOP PUMP |  | RAJKOT | GUJARAT |  |  | 2025-09-21 | Operative |  |  | Micro
349 | 7718082 | JALSON PUMPS |  | RAJKOT | GUJARAT |  |  | 2025-03-12 | Operative |  |  | Micro
350 | 3834771 | TRILOK ENGINEERING |  | RAJKOT | GUJARAT |  |  | 2025-05-22 | Operative |  |  | Micro
351 | 7751686 | JALDEEP ELECTRICALS |  | RAJKOT | GUJARAT |  |  | 2025-06-13 | Operative |  |  | Micro
352 | 7600007007 | WATERKING INDUSTRIES |  | RAJKOT | GUJARAT |  |  | 2026-02-16 | Operative |  |  | Micro
353 | 7600064011 | NIRAKH INDUSTRIES |  | RAJKOT | GUJARAT |  |  | 2025-12-29 | Operative |  |  | Micro
354 | 3748576 | SHIVALIK PUMPS |  | RAJKOT | GUJARAT |  |  | 2025-08-07 | Operative |  |  | Micro
355 | 7600087714 | DAMINI PUMPS PRIVATE LIMITED |  | RAJKOT | GUJARAT |  |  | 2025-11-28 | Operative |  |  | Micro
356 | 3922768 | WINSOR PUMPS |  | RAJKOT | GUJARAT |  |  | 2026-02-21 | Operative |  |  | Micro
357 | 7815787 | SAMAY ELECTRIC ENGINEERING CO |  | RAJKOT | GUJARAT |  |  | 2026-01-23 | Operative |  |  | Micro
358 | 7918902 | PRITHVI PUMP |  | RAJKOT | GUJARAT |  |  | 2025-03-29 | Operative |  |  | Small
359 | 3763269 | NAKLANK MANUFACTURES |  | RAJKOT | GUJARAT |  |  | 2025-09-28 | Operative |  |  | Micro
360 | 7781190 | SHARAD PUMP INDUSTRIES |  | RAJKOT | GUJARAT |  |  | 2025-09-26 | Operative |  |  | Micro
361 | 7289792 | SSP Pumps Pvt. Ltd. |  | RAJKOT | GUJARAT |  |  | 2025-10-31 | Operative |  |  | Small
362 | 7750179 | VIRAT PUMPS |  | RAJKOT | GUJARAT |  |  | 2025-08-27 | Operative |  |  | Micro
363 | 7873805 | NATRAJ ELECTRICALS |  | RAJKOT | GUJARAT |  |  | 2024-09-23 | Operative |  |  | Micro
364 | 7540976 | B.M. ENGINEERING CO. |  | RAJKOT | GUJARAT |  |  | 2025-03-31 | Operative |  |  | Micro
365 | 7600024908 | OMEGA ELECTRICAL ENGINEERING |  | RAJKOT | GUJARAT |  |  | 2025-09-23 | Operative |  |  | Micro
366 | 7600161514 | HIFUNI PUMPS PVT. LTD. |  | RAJKOT | GUJARAT |  |  | 2025-10-19 | Operative |  |  | Micro
367 | 2928169 | AMAL PUMP LLP |  | RAJKOT | GUJARAT |  |  | 2025-10-16 | Operative |  |  | Micro
368 | 7374177 | SIDDHI ENGINEERS |  | RAJKOT | GUJARAT |  |  | 2025-06-30 | Operative |  |  | Small
369 | 7641780 | JAY YOGESHWAR INDUSTRIES |  | RAJKOT | GUJARAT |  |  | 2025-08-31 | Operative |  |  | Micro
370 | 3949788 | GURUKRUPA ELECTRICALS |  | RAJKOT | GUJARAT |  |  | 2025-05-23 | Operative |  |  | Micro
371 | 7600054614 | PERFECT ENGINEERING WORKS |  | RAJKOT | GUJARAT |  |  | 2025-08-04 | Operative |  |  | Micro
372 | 7892708 | BHAVANI PUMPS |  | RAJKOT | GUJARAT |  |  | 2025-12-10 | Operative |  |  | Micro
373 | 7600015814 | Acube Engitech Co |  | RAJKOT | GUJARAT |  |  | 2025-11-02 | Operative |  |  | Medium
374 | 7600187516 | OLIMA PUMPS LLP |  | RAJKOT | GUJARAT |  |  | 2026-01-22 | Operative |  |  | Micro
375 | 2811249 | PRESIDENT SALES CORPORATION |  | RAJKOT | GUJARAT |  |  | 2025-10-20 | Operative |  |  | Micro
376 | 7988317 | NIRAJ EQUIPMENT PVT LTD |  | RAJKOT | GUJARAT |  |  | 2025-11-25 | Operative |  |  | Small
377 | 7615577 | JEET PUMPS PVT. LTD. |  | RAJKOT | GUJARAT |  |  | 2025-05-15 | Operative |  |  | Medium
378 | 7600064112 | SKYWAVE INDUSTRIES |  | RAJKOT | GUJARAT |  |  | 2025-12-29 | Operative |  |  | Micro
379 | 7600103306 | LEADER ELECTRIC CO |  | RAJKOT | GUJARAT |  |  | 2025-10-25 | Operative |  |  | Micro
380 | 7954296 | MOON INDUSTRIES |  | RAJKOT | GUJARAT |  |  | 2025-07-09 | Operative |  |  | Micro
381 | 7723580 | PARTH PUMP INDUSTRIES |  | RAJKOT | GUJARAT |  |  | 2025-03-21 | Operative |  |  | Micro
382 | 7728085 | ACTIVA PUMPS |  | RAJKOT | GUJARAT |  |  | 2025-04-02 | Operative |  |  | Small
383 | 7744285 | ARUN ELECTRICALS |  | RAJKOT | GUJARAT |  |  | 2025-05-22 | Operative |  |  | Micro
384 | 1865368 | JAGDISH ENGINEERING INDUSTRIES |  | RAJKOT | GUJARAT |  |  | 2025-04-15 | Operative |  |  | Small
385 | 3850365 | AMAR INDUSTRIES |  | RAJKOT | GUJARAT |  |  | 2025-07-11 | Operative |  |  | Micro
386 | 3850466 | CENTURY ELECTRICAL COMPANY |  | RAJKOT | GUJARAT |  |  | 2025-07-11 | Operative |  |  | Micro
387 | 7507069 | JALGANGA PUMPS LLP |  | RAJKOT | GUJARAT |  |  | 2025-12-31 | Operative |  |  | Small
388 | 3951876 | LEEVA PUMPS |  | RAJKOT | GUJARAT |  |  | 2025-05-29 | Operative |  |  | Micro
389 | 7600033412 | ORCAL PUMPS |  | RAJKOT | GUJARAT |  |  | 2025-12-02 | Operative |  |  | Micro
390 | 7407873 | FLOTECH ENGINEERING P.LTD. |  | RAJKOT | GUJARAT |  |  | 2025-12-25 | Operative |  |  | Medium
391 | 3903966 | AMRUT PUMP |  | RAJKOT | GUJARAT |  |  | 2026-01-02 | Operative |  |  | Micro
392 | 3772068 | KRISH ELECTRIC CO. |  | RAJKOT | GUJARAT |  |  | 2025-11-03 | Operative |  |  | Micro
393 | 7600122714 | ULTIMA PUMPS |  | RAJKOT | GUJARAT |  |  | 2025-11-06 | Operative |  |  | Micro
394 | 7600119010 | B.M.PUMP |  | RAJKOT | GUJARAT |  |  | 2025-08-20 | Operative |  |  | Micro
395 | 7600153911 | GADHIA PUMPS AND MOTORS LLP |  | RAJKOT | GUJARAT |  |  | 2026-02-09 | Operative |  |  | Micro
396 | 7600019309 | DHANANJAY ELECTRIC ENGINEERING CO. |  | RAJKOT | GUJARAT |  |  | 2025-08-09 | Operative |  |  | Micro
397 | 2904155 | CHANDAN PUMP |  | RAJKOT | GUJARAT |  |  | 2025-08-11 | Operative |  |  | Micro
398 | 7600100510 | SAFFRON PUMPS |  | RAJKOT | GUJARAT |  |  | 2025-08-19 | Operative |  |  | Micro
399 | 7600078418 | CORAL PUMPS |  | RAJKOT | GUJARAT |  |  | 2025-05-02 | Operative |  |  | Micro
400 | 3708362 | FLUGO PUMPS PRIVATE LIMITED |  | RAJKOT | GUJARAT |  |  | 2025-03-14 | Operative |  |  | Micro
401 | 2903860 | SARITA PUMP |  | RAJKOT | GUJARAT |  |  | 2025-08-07 | Operative |  |  | Micro
402 | 3937074 | RILEX PUMP INDUSTRIES |  | RAJKOT | GUJARAT |  |  | 2025-04-08 | Operative |  |  | Micro
403 | 3657169 | CHIRAG INDUSTRIES |  | RAJKOT | GUJARAT |  |  | 2025-08-19 | Operative |  |  | Micro
404 | 7600080514 | D K PUMPS |  | RAJKOT | GUJARAT |  |  | 2025-06-15 | Operative |  |  | Micro
405 | 7600078317 | SHREE BAHUCHAR SUBMERSIBLE PUMP |  | RAJKOT | GUJARAT |  |  | 2025-05-02 | Operative |  |  | Micro
406 | 8200150505 | RADHIKA SALES AGENCIES |  | RAJKOT | GUJARAT |  |  | 2025-10-06 | Operative |  |  | Micro
407 | 7600081912 | SWETA ELECTRICALS |  | RAJKOT | GUJARAT |  |  | 2025-06-22 | Operative |  |  | Micro
408 | 7600161312 | ACCO-TECH ENGINEERING |  | RAJKOT | GUJARAT |  |  | 2025-10-05 | Operative |  |  | Micro
409 | 7600143411 | RAMTECH INDUSTRIES |  | RAJKOT | GUJARAT |  |  | 2026-01-12 | Operative |  |  | Micro
410 | 7600149516 | Versil Pumps LLP |  | RAJKOT | GUJARAT |  |  | 2025-07-08 | Operative |  |  | Medium
411 | 7600058210 | CMC SUBMERSIBLE PUMP |  | RAJKOT | GUJARAT |  |  | 2025-09-14 | Operative |  |  | Micro
412 | 3881881 | VARIYA INDUSTIRES |  | RAJKOT | GUJARAT |  |  | 2025-10-24 | Operative |  |  | Micro
413 | 3997904 | GREEN TECH PUMP |  | RAJKOT | GUJARAT |  |  | 2025-09-23 | Operative |  |  | Micro
414 | 7853694 | RAVI WATER FLOW PUMP |  | RAJKOT | GUJARAT |  |  | 2025-06-25 | Operative |  |  | Medium
415 | 3824768 | ANKEETA PUMP INDUSTRIES |  | RAJKOT | GUJARAT |  |  | 2025-04-26 | Operative |  |  | Micro
416 | 7600087116 | GLOBAL ENGINEERING CO |  | RAJKOT | GUJARAT |  |  | 2025-11-19 | Operative |  |  | Micro
417 | 7600183213 | BANSI ENGINEERING |  | RAJKOT | GUJARAT |  |  | 2025-11-26 | Operative |  |  | Micro
418 | 7600087512 | PATEL PUMP PARTS |  | RAJKOT | GUJARAT |  |  | 2025-11-27 | Operative |  |  | Micro
419 | 7532876 | RAVI PUMP INDUSTRIES |  | RAJKOT | GUJARAT |  |  | 2026-02-06 | Operative |  |  | Medium
420 | 7600078216 | JALBHOOMI ELECTRICALS |  | RAJKOT | GUJARAT |  |  | 2025-05-02 | Operative |  |  | Micro
421 | 7443574 | SILICON PUMPS INDUSTRIES |  | RAJKOT | GUJARAT |  |  | 2025-07-16 | Operative |  |  | Micro
422 | 3762873 | DATAR ENTERPRISE |  | RAJKOT | GUJARAT |  |  | 2025-09-27 | Operative |  |  | Micro
423 | 7576593 | RAVI ELECTRICAL & ENGINEERING CO. |  | RAJKOT | GUJARAT |  |  | 2025-12-08 | Operative |  |  | Micro
424 | 7431769 | SYNTHETIC INDUSTRIES |  | RAJKOT | GUJARAT |  |  | 2025-05-12 | Operative |  |  | Micro
425 | 7600145912 | HVH PUMP |  | RAJKOT | GUJARAT |  |  | 2026-02-21 | Operative |  |  | Micro
426 | 7600132010 | VISHWAS ENGINEERING |  | RAJKOT | GUJARAT |  |  | 2025-07-16 | Operative |  |  | Micro
427 | 3954882 | AGRIMA PUMPS |  | RAJKOT | GUJARAT |  |  | 2025-06-10 | Operative |  |  | Micro
428 | 7600166415 | DARSHAN ENGINEERING CO. |  | RAJKOT | GUJARAT |  |  | 2026-01-31 | Operative |  |  | Micro
429 | 7920481 | AMIDHARA PUMP INDUSTRIES |  | RAJKOT | GUJARAT |  |  | 2025-08-13 | Operative |  |  | Micro
430 | 7488802 | SILVER CONSUMER ELECTRICALS PRIVATE LIMITED |  | RAJKOT | GUJARAT |  |  | 2026-03-31 | Operative |  |  | Large
431 | 7600113814 | PITRUKRUPA INDUSTRIES |  | RAJKOT | GUJARAT |  |  | 2025-05-23 | Operative |  |  | Micro
432 | 7780289 | JAMUNA ELECTRICALS & ENGINEERING |  | RAJKOT | GUJARAT |  |  | 2025-12-31 | Operative |  |  | Micro
433 | 7702067 | SHIV ELECTRICALS |  | RAJKOT | GUJARAT |  |  | 2025-03-31 | Operative |  |  | Micro
434 | 7777102 | SWARAJ ELECTRICALS |  | RAJKOT | GUJARAT |  |  | 2026-01-04 | Operative |  |  | Micro
435 | 7600081415 | DHARMI ENTERPRISE |  | RAJKOT | GUJARAT |  |  | 2025-06-21 | Operative |  |  | Micro
436 | 3826267 | SHREE SHIVSHAKTI INDUSTRIES |  | RAJKOT | GUJARAT |  |  | 2025-11-24 | Operative |  |  | Micro
437 | 7600063910 | KRISHNA INDUSTRIES |  | RAJKOT | GUJARAT |  |  | 2025-12-29 | Operative |  |  | Micro
438 | 3699185 | POWER PUMP PVT LTD |  | RAJKOT | GUJARAT |  |  | 2026-02-06 | Operative |  |  | Small
439 | 7600164767 | D H PUMP |  | RAJKOT | GUJARAT |  |  | 2025-11-07 | Operative |  |  | Micro
440 | 7600102211 | SHREE VARUDI ENGINEERING |  | RAJKOT | GUJARAT |  |  | 2025-09-26 | Operative |  |  | Micro
441 | 3920663 | PARTH ENTERPRISE |  | RAJKOT | GUJARAT |  |  | 2026-02-17 | Operative |  |  | Micro
442 | 7751787 | KAVERI SUBMERSIBLE PUMP |  | RAJKOT | GUJARAT |  |  | 2025-06-13 | Operative |  |  | Micro
443 | 3637668 | ROYAL MANUFACTURE |  | RAJKOT | GUJARAT |  |  | 2025-06-03 | Operative |  |  | Micro
444 | 3984487 | SHREE RAM ELECTRICALS |  | RAJKOT | GUJARAT |  |  | 2025-10-21 | Operative |  |  | Micro
445 | 7853290 | SIGMA SPARES |  | RAJKOT | GUJARAT |  |  | 2025-06-30 | Operative |  |  | Micro
446 | 3920764 | SHIV PUMPS |  | RAJKOT | GUJARAT |  |  | 2026-02-17 | Operative |  |  | Micro
447 | 7600003007 | SRD PUMP |  | RAJKOT | GUJARAT |  |  | 2026-01-05 | Operative |  |  | Micro
448 | 3824970 | KATHIYAWAD PUMPS |  | RAJKOT | GUJARAT |  |  | 2025-04-26 | Operative |  |  | Micro
449 | 7503768 | HERO PUMPS |  | RAJKOT | GUJARAT |  |  | 2025-07-31 | Operative |  |  | Micro
450 | 3920057 | BHARAT PUMP INDUSTRIES |  | RAJKOT | GUJARAT |  |  | 2026-02-17 | Operative |  |  | Micro
451 | 3805764 | ASTRON PUMPS |  | RAJKOT | GUJARAT |  |  | 2026-02-15 | Operative |  |  | Micro
452 | 7865907 | HIRAL ELECTRICALS |  | RAJKOT | GUJARAT |  |  | 2025-08-21 | Operative |  |  | Micro
453 | 7600019915 | RIKIN PUMP |  | RAJKOT | GUJARAT |  |  | 2025-08-13 | Operative |  |  | Micro
454 | 3950672 | ALANKIT PUMPS |  | RAJKOT | GUJARAT |  |  | 2025-06-12 | Operative |  |  | Micro
455 | 7600164512 | RAINBOW PUMPS |  | RAJKOT | GUJARAT |  |  | 2025-03-05 | Operative |  |  | Micro
456 | 7600060213 | RANJAN INDUSTRIES |  | RAJKOT | GUJARAT |  |  | 2025-10-09 | Operative |  |  | Micro
457 | 3684273 | PARTH INDUSTRIES |  | RAJKOT | GUJARAT |  |  | 2025-12-08 | Operative |  |  | Micro
458 | 7600141112 | CAPITAL SUBMERSIBLE PUMP |  | RAJKOT | GUJARAT |  |  | 2025-12-10 | Operative |  |  | Micro
459 | 2829874 | SHYAM INDUSTRIES |  | RAJKOT | GUJARAT |  |  | 2025-12-03 | Operative |  |  | Micro
460 | 7955403 | CORSA PUMPS |  | RAJKOT | GUJARAT |  |  | 2025-07-13 | Operative |  |  | Micro
461 | 3954680 | YUG PUMPS IND. |  | RAJKOT | GUJARAT |  |  | 2025-06-09 | Operative |  |  | Micro
462 | 7398902 | SAMRAT SUBMERSIBLE (GUJ.) P.LTD. |  | RAJKOT | GUJARAT |  |  | 2025-12-02 | Operative |  |  | Micro
463 | 7721273 | ADEN MANUFACTURER CO. |  | RAJKOT | GUJARAT |  |  | 2025-03-31 | Operative |  |  | Micro
464 | 2800648 | VARSANI INDUSTRIES |  | RAJKOT | GUJARAT |  |  | 2025-12-14 | Operative |  |  | Micro
465 | 3911965 | SHREE ISHWAR ENTERPRISE |  | RAJKOT | GUJARAT |  |  | 2025-09-25 | Operative |  |  | Micro
466 | 7711472 | AMCO MOTORS |  | RAJKOT | GUJARAT |  |  | 2026-02-20 | Operative |  |  | Micro
467 | 7600143310 | SARDHARA ENGINE MANUFACTURERS |  | RAJKOT | GUJARAT |  |  | 2026-01-10 | Operative |  |  | Micro
468 | 7600085112 | SOMNATH ENGINEERING |  | RAJKOT | GUJARAT |  |  | 2025-10-09 | Operative |  |  | Micro
469 | 3876282 | FIGO ELECTRICALS |  | RAJKOT | GUJARAT |  |  | 2025-10-09 | Operative |  |  | Micro
470 | 3637769 | ANTIQUE PUMPS PVT LTD |  | RAJKOT | GUJARAT |  |  | 2025-06-03 | Operative |  |  | Micro
471 | 3637062 | CREATIVE PUMPS |  | RAJKOT | GUJARAT |  |  | 2025-06-02 | Operative |  |  | Micro
472 | 7580887 | VISHAL ENGINEERS |  | RAJKOT | GUJARAT |  |  | 2026-01-31 | Operative |  |  | Micro
473 | 3865277 | MARUTI ELECTRIC |  | RAJKOT | GUJARAT |  |  | 2025-09-03 | Operative |  |  | Micro
474 | 3637365 | FALCON PUMPS PVT LTD |  | RAJKOT | GUJARAT |  |  | 2025-06-03 | Operative |  |  | Medium
475 | 7705073 | PENGUIN PUMPS PRIVATE LIMITED |  | RAJKOT | GUJARAT |  |  | 2026-02-06 | Operative |  |  | Medium
476 | 7753084 | AJANTA INDUSTRIES |  | RAJKOT | GUJARAT |  |  | 2026-03-31 | Operative |  |  | Small
477 | 3837676 | KRUPALI ELECTRICALS |  | RAJKOT | GUJARAT |  |  | 2025-05-28 | Operative |  |  | Micro
478 | 7920582 | GAJANAND PUMP INDUSTRIES |  | RAJKOT | GUJARAT |  |  | 2025-03-31 | Operative |  |  | Micro
479 | 7752991 | YASH MANUFACTURES |  | RAJKOT | GUJARAT |  |  | 2025-06-17 | Operative |  |  | Small
480 | 7994009 | M- TECH ENGINEERING CO |  | RAJKOT | GUJARAT |  |  | 2025-12-23 | Operative |  |  | Small
481 | 7043356 | TOPLAND PUMPS PVT. LTD. |  | RAJKOT | GUJARAT |  |  | 2026-06-30 | Operative |  |  | Small
482 | 2163644 | PLUGA PUMPS AND MOTORS PRIVATE LIMITED. |  | VADODARA | GUJARAT |  |  | 2027-10-31 | Operative |  |  | Medium
483 | 7100056696 | SLEKA INDUSTRIES PRIVATE LIMITED |  | VALSAD | GUJARAT |  |  | 2025-05-30 | Operative |  |  | Micro